## Sheet1
Costing Panding Details
[9 empty] | 1 |  | 2 |  | 3 | 4 | 5 | 6 |  |  | 7 |  | 8 | 9 | 10 | 11 | 12
costing details | Srno | id | custname | contactperson | email | contactno | address | edate | capacity | type | hvvoltage | consumertype | lvvoltage | vectorgroup | matofwind | typecolling | typetaping | voltageratio | core | cid | priratio | secratio | frequency | phase | tapingSwitch | costingDesign
1 | 30 | 276 | M/s. Patankar Electricals | Mr. Krantikumar Desai |  | 8983709899 | A/P. Nanvij, Tal. Daund, Dist. Pune 413801 | 2025-08-11 | 200 | 1 | Delta Connected | LT | Star Connected | Dyn11 | Aluminium | ONAN | ℅ H. V. variation of +2.5℅ to -5℅ in equal steps of 2.5℅ Off circuit tap changer | 11000/433 | CRGO |  | 11000 | 433 | 50 | 3 | octc | D1
1 | 31 | 291 | M/s. Ganjale Power Lines | Mr. Krantikumar Desai |  | 8983709899 | Gat No. 7/4/A, Pune Nashik Road, Sultanpur Road, Manchar, Tal. Manchar, Dist. Pune 410503 | 2025-08-14 | 200 | 1 | Delta Connected | LT | Star Connected | Dyn11 | Aluminium | ONAN |  | 11000/433 | CRGO |  | 11000 | 433 | 50 | 3 | octc | D1
1 | 33 | 317 | M/s. Krushnpingaksh Electricals | Mr. Akshay Totre |  | 8983709899 | Hissa No. 930, Near ZP School, Totre Niwas, Kurwandi Road, Sahane Wasti, Kurwandi, Pune 410512 | 2025-08-29 | 200 | 1 | Delta Connected | LT | Star Connected | Dyn11 | Aluminium | ONAN | ℅ H. V. variation of +2.5℅ to -5℅ in equal steps of 2.5℅ Off circuit tap changer | 11000/433 | CRGO |  | 11000 | 433 | 50 | 3 | octc | D1
1 | 35 | 350 | M/s. Gurudatta Electricals & Electronics | Mr. Abhijeet Raje | gurudatta_gaikwad@yahoo.co.in | 9823230236 | A/P. Nira, Tal. Purandar, Dist. Pune 412102 | 2025-09-17 | 200 | 1 | Delta Connected | LT | Star Connected | Dyn11 | Aluminium | ONAN | ℅ H. V. variation of +2.5℅ to -5℅ in equal steps of 2.5℅ Off circuit tap changer | 11000/433 | CRGO |  | 11000 | 433 | 50 | 3 | octc | D1
1 | 36 | 358 | M/s. Shreyash Enterprises | Mr. Abhijeet Raje |  | 9823230236 | Sr. No. 164/1A/1,2,3, Flat No. B-1101, "Imperia" Phursungi, Tal. Haveli, Dist. Pune 412308 | 2025-09-19 | 200 | 1 | Delta Connected | LT | Star Connected | Dyn11 | Aluminium | ONAN | ℅ H. V. variation of +2.5℅ to -5℅ in equal steps of 2.5℅ Off circuit tap changer | 11000/433 | CRGO |  | 11000 | 433 | 50 | 3 | octc | D1
1 | 38 | 374 | M/s. Sairam Electricals | Mr. Rohan Sonawane |  | 8421777445 | 177, Gimhavane Dapoli, Dapoli Main Road, Dapoli, Ratnagiri 415712 | 2025-10-13 | 200 | 1 | Delta Connected | LT | Star Connected | Dyn11 | Aluminium | ONAN | ℅ H. V. variation of +2.5℅ to -5℅ in equal steps of 2.5℅ Off circuit tap changer | 11000/433 | CRGO |  | 11000 | 433 | 50 | 3 | octc | D1
1 | 40 | 415 | M/s. Elight Electricals | Mr. Abhijeet Raje |  | 9823230236 | Sr No. 97/1A/1A/31, B Wing Flat No. 201, Shree Tuljabhavani Co Op HSG Society, Ravet, Pune | 2025-11-04 | 200 | 1 | Delta Connected | LT | Star Connected | Dyn11 | Aluminium | ONAN |  | 11000/433 | CRGO |  | 11000 | 433 | 50 | 3 | octc | D1
1 | 41 | 426 | M/s. Supreme Foods & Agro Industries | Mr. Abhijeet Raje |  | 9823230236 | Sr. No. 151 To 153, Flat No. 203, Smt Yamuna Bai Park, Unnamed Road, Morwadi, Pimpri Chinchwad, Pune 411018 | 2025-11-07 | 200 | 1 | Delta Connected | LT | Star Connected | Dyn11 | Aluminium | ONAN | ℅ H. V. variation of +2.5℅ to -5℅ in equal steps of 2.5℅ Off circuit tap changer | 11000/433 | CRGO |  | 11000 | 433 | 50 | 3 | octc | D1
2 | 6 | 32 | Infinity Thermotech Solution LLP | Mr. Yadav | Abs@gmail.com | 1548165176 | Vasuli , Chakan MIDC | 2025-01-10 | 1000 | 2 | Delta Connected | HT | Star Connected | Dyn11 | Copper | ONAN | ℅ H. V. variation of +10℅ to -10℅ in equal steps of 1.25℅ On load tap changer | 22000/433 | CRGO |  | 22000 | 433 | 50 | 3 | oltc | D1
2 | 9 | 36 | Dhumal Electricals & Co. | Shivaji Dhumal | dhumalelectricals@gmail.com | 9850050597 | Pune | 2025-01-10 | 1000 | 2 | Delta Connected | HT | Star Connected | Dyn11 | Copper | ONAN | ℅ H. V. variation of +10℅ to -10℅ in equal steps of 1.25℅ On load tap changer | 22000/433 | CRGO |  | 22000 | 433 | 50 | 3 | oltc | D1
2 | 11 | 44 | Jadhav Electrical | Mr. Shekhar | Shekhar@gmail.com | 7083202095 | Pune | 2025-01-10 | 1000 | 2 | Delta Connected | HT | Star Connected | Dyn11 | Copper | ONAN | ℅ H. V. variation of +5℅ to -15℅ in equal steps of 1.25℅ On load tap changer | 22000/433 | CRGO |  | 22000 | 433 | 50 | 3 | oltc | D1
3 | 5 | 30 | shri balaji electricals | Shubham patil | abc@gmail.co | 1234567890 | pune | 2025-01-10 | 100 | 1 | Delta Connected | LT | Star Connected | Dyn11 | Copper | ONAN | ℅ H. V. variation of +2.5℅ to -5℅ in equal steps of 2.5℅ Off circuit tap changer | 22000/433 | CRGO |  | 22000 | 433 | 50 | 3 | octc | D1
3 | 7 | 34 | Divyesh Engineers | Mr. Shah | dhiraj@divyesh.net | 1234567890 | Pune | 2025-01-10 | 100 | 1 | Delta Connected | LT | Star Connected | Dyn11 | Copper | ONAN | ℅ H. V. variation of +2.5℅ to -5℅ in equal steps of 2.5℅ Off circuit tap changer | 22000/433 | CRGO |  | 22000 | 433 | 50 | 3 | octc | D1
4 | 15 | 68 | M/s. Harshada Electricals & Supplier | Mr. Rahul Dhone |  | 7278545745 | Pune | 2025-02-04 | 1000 | 2 | Delta Connected | HT | Star Connected | Dyn11 | Copper | ONAN | ℅ H. V. variation of +10℅ to -10℅ in equal steps of 1.25℅ On load tap changer | 22000/433 | CRGO |  | 22000 | 433 | 50 | 3 | oltc | D1
4 | 18 | 87 | M/s. Shree Sai Electrical & Co. | Mr. Vilas Khandekar |  | 9822518335 | Pune | 2025-02-17 | 1000 | 2 | Delta Connected | HT | Star Connected | Dyn11 | Copper | ONAN | ℅ H. V. variation of +10℅ to -10℅ in equal steps of 1.25℅ On load tap changer | 22000/433 | CRGO |  | 22000 | 433 | 50 | 3 | oltc | D1
5 | 27 | 185 | M/s. Nilesh Electrical | Krantikumar Desai |  | 8983709899 | 535, Near Union Bank, Kawasji Street, A/P. Mahabaleshwar, Tal. Mahabaleshwar, Dist. Satara 412806 | 2025-07-14 | 200 | 1 | Delta Connected | LT | Star Connected | Dyn11 | Copper | ONAN |  | 22000/433 | CRGO |  | 22000 | 433 | 50 | 3 | nottaping | D1
5 | 28 | 186 | M/s. Nilesh Electrical | Krantikumar Desai |  | 8983709899 | 535, Near Union Bank, Kawasji Street, A/P. Mahabaleshwar, Tal. Mahabaleshwar, Dist. Satara 412806 | 2025-07-14 | 200 | 1 | Delta Connected | LT | Star Connected | Dyn11 | Copper | ONAN |  | 22000/433 | CRGO |  | 22000 | 433 | 50 | 3 | nottaping | D1
6 | 22 | 150 | M/s. D. K. Electricals | Mr. Prajwal kadam |  | 8983709899 | Pune | 2025-04-03 | 500 | 3 | Delta Connected | HT | Star Connected | Dyn11 | Copper | ONAN | ℅ H. V. variation of +2.5℅ to -5℅ in equal steps of 2.5℅ Off circuit tap changer | 11000/433 | CRGO |  | 11000 | 433 | 50 | 3 | octc | D1
6 | 25 | 178 | M/s. Laxmi Electricals & Engineer | Mr. Manoj Muley |  | 9860671113 | Pune | 2025-07-10 | 500 | 3 | Delta Connected | HT | Star Connected | Dyn11 | Copper | ONAN | ℅ H. V. variation of +2.5℅ to -5℅ in equal steps of 2.5℅ Off circuit tap changer | 11000/433 | CRGO |  | 11000 | 433 | 50 | 3 | octc | D1
7 | 3 | 27 | Siddhant Electrical | Vijay Shahane | siddhantelectricals@gmail.com | 8308810784 | Pune | 2024-12-27 | 800 | 1 | Delta Connected | HT | Star Connected | Dyn11 | Copper | ONAN | ℅ H. V. variation of +5℅ to -10℅ in equal steps of 2.5℅ Off circuit tap changer | 22000/433 | CRGO |  | 22000 | 433 | 50 | 3 | octc | D1
7 | 10 | 37 | Shree Laxmikrupa Electricals | Mr. Gandhi | eds@gmail.com | 2598541862 | Lonavala | 2025-01-10 | 800 | 1 | Delta Connected | HT | Star Connected | Dyn11 | Copper | ONAN | ℅ H. V. variation of +2.5℅ to -5℅ in equal steps of 2.5℅ Off circuit tap changer | 22000/433 | CRGO |  | 22000 | 433 | 50 | 3 | octc | D1
8 | 1 | 21 | M Infra | Sunil Bhud | Shivshambho23@gmail.com | 8421777445 | Pune | 2024-10-15 | 315 | 1 | Delta Connected | LT | Star Connected | Dyn11 | Copper | ONAN |  | 22000/433 | CRGO |  | 22000 | 433 | 50 | 3 | nottaping | D1
9 | 2 | 23 | Sai Malhar Electra | Abhijeet Kulkarni | Saimalhar@gmail.com | 8983719899 | Pune | 2024-12-06 | 1000 | 2 | Delta Connected | HT | Star Connected | Dyn11 | Copper | ONAN | ℅ H. V. variation of +5℅ to -15℅ in equal steps of 1.25℅ On load tap changer | 22000/433 | CRGO |  | 22000 | 433 | 50 | 3 | oltc | D1
10 | 4 | 28 | Arya Engineering | Kadam | aaryaengg@gmail.com | 9096434111 | Pune | 2024-12-27 | 200 | 3 | Delta Connected | LT | Star Connected | Dyn11 | Aluminium | ONAN |  | 11000/433 | CRGO |  | 11000 | 433 | 50 | 3 | nottaping | D1
11 | 8 | 35 | Attitude Plastic Pvt. Ltd | Mr. no | sdelect@rediffmail.com | 8546481652 | Pune | 2025-01-10 | 1600 | 2 | Delta Connected | HT | Star Connected | Dyn11 | Copper | ONAN |  | 33000/433 | CRGO |  | 33000 | 433 | 50 | 3 | oltc | D1
12 | 12 | 51 | Prashant Electricals | Mr. Shahid | prashantelecteical@gmail.com | 9763351084 | Palghar | 2025-01-10 | 500 | 1 | Delta Connected | HT | Star Connected | Dyn11 | Copper | ONAN | ℅ H. V. variation of +2.5℅ to -5℅ in equal steps of 2.5℅ Off circuit tap changer | 33000/433 | CRGO |  | 33000 | 433 | 50 | 3 | octc | D1
13 | 13 | 60 | M/s. Ashirwad Electricals & Enterprises | Mr. Pankaj Jadhav |  | 7350870501 | Raigad, Pen | 2025-01-29 | 100 | 1 | Delta Connected | LT | Star Connected | Dyn11 | Copper | ONAN | ℅ H. V. variation of +2.5℅ to -5℅ in equal steps of 2.5℅ Off circuit tap changer | 22000/433 | CRGO |  | 22000 | 433 | 50 | 3 | octc | D1
14 | 14 | 67 | M/s. Harshada Electricals & Supplier | Mr. Rahul Dhone |  | 7278545745 | Pune | 2025-02-04 | 1000 | 2 | Delta Connected | HT | Star Connected | Dyn11 | Copper | ONAN | ℅ H. V. variation of +2.5℅ to -5℅ in equal steps of 2.5℅ Off circuit tap changer | 22000/433 | CRGO |  | 22000 | 433 | 50 | 3 | octc | D1
15 | 16 | 70 | M/s. Shivsagar Electricals | Mr. Patil |  | 8474685154 | Pune | 2025-02-04 | 800 | 2 | Delta Connected | HT | Star Connected | Dyn11 | Copper | ONAN | ℅ H. V. variation of +2.5℅ to -5℅ in equal steps of 2.5℅ Off circuit tap changer | 22000/433 | CRGO |  | 22000 | 433 | 50 | 3 | octc | D1
16 | 17 | 73 | M/s. Gopal Electricals | Mr. Sachin Page | pagesac@gmail.com | 9657712640 | Pune | 2025-02-05 | 800 | 3 | Delta Connected | HT | Star Connected | Dyn11 | Copper | ONAN | ℅ H. V. variation of +5℅ to -15℅ in equal steps of 1.25℅ On load tap changer | 11000/433 | CRGO |  | 11000 | 433 | 50 | 3 | oltc | D1
17 | 19 | 120 | M/s. V S Enterprises | Mr. Rohan |  | 9922502227 | Flat no. A/7, Plot No. 7A/28, Darshan Residency, Sec No. 29, PCNTDA, Ravet, Pune | 2025-03-19 | 200 | 2 | Delta Connected | LT | Star Connected | Dyn11 | Aluminium | ONAN | ℅ H. V. variation of +5℅ to -10℅ in equal steps of 2.5℅ Off circuit tap changer | 22000/433 | CRGO |  | 22000 | 433 | 50 | 3 | octc | D1
18 | 20 | 138 | hemant | hemant | hemant@gmail.com | 8668753910 | pune | 2025-04-01 | 123 | 1 | Delta Connected | HT | Star Connected | Dyn11 | Aluminium | ONAN | ℅ H. V. variation of +2.5℅ to -5℅ in equal steps of 2.5℅ Off circuit tap changer | 22000/433 | CRGO |  | 22000 | 433 | 456 | 3 | octc | D1
19 | 21 | 144 | M/s. Rohan Enterprises | Rohan | rohan@gmail.com | 8668753910 | Pune | 2025-04-02 | 22 | 1 | Delta Connected | HT | Star Connected | Dyn11 | Copper | ONAN | ℅ H. V. variation of +2.5℅ to -5℅ in equal steps of 2.5℅ Off circuit tap changer | 22000/433 | CRGO |  | 22000 | 433 | 22 | 1 | octc | D1
20 | 23 | 162 | M/s. Foxnine Energy | Mr. Vaibhav Kadam |  | 8208678850 | Pune | 2025-04-14 | 2000 | 2 | Delta Connected | HT | Star Connected | Dyn11 | Copper | ONAN | ℅ H. V. variation of +5℅ to -15℅ in equal steps of 1.25℅ On load tap changer | 22000/433 | CRGO |  | 22000 | 433 | 50 | 3 | oltc | D1
21 | 24 | 165 | M/s. Prashant Electricals & Enterprises | Mr. Yogesh Pawar |  | 8554989721 | Pune | 2025-04-24 | 1600 | 2 | Delta Connected | HT | Star Connected | Dyn11 | Copper | ONAN | ℅ H. V. variation of +5℅ to -15℅ in equal steps of 1.25℅ On load tap changer | 11000/433 | CRGO |  | 11000 | 433 | 50 | 3 | oltc | D1
22 | 26 | 179 | M/s. Shree Samarth Electrical Works | Abhijeet Sir |  | 9823230236 | Shop No. 3, Priyadarshani Sankul, E Ward, Gaonthan, Lonavala, Tal. Maval, Dist. Pune 410401 | 2025-07-11 | 800 | 2 | Delta Connected | HT | Star Connected | Dyn11 | Copper | ONAN | ℅ H. V. variation of +2.5℅ to -5℅ in equal steps of 2.5℅ Off circuit tap changer | 22000/433 | CRGO |  | 22000 | 433 | 50 | 3 | octc | D1
23 | 32 | 312 | Shri. Somnath Maruti Amberkar | Mr. Krantikumar Desai |  | 8983709899 | Manor Road, Durves, Palghar 401404 | 2025-08-26 | 200 | 1 | Delta Connected | LT | Star Connected | Dyn11 | Copper | ONAN | ℅ H. V. variation of +2.5℅ to -5℅ in equal steps of 2.5℅ Off circuit tap changer | 11000/433 | CRGO |  | 11000 | 433 | 50 | 3 | octc | D1
24 | 34 | 348 | M/s. Sangharsh Electrical Contractor | Mr. Krantikumar Desai |  | 8983709899 | A/P. Sarade, Dhaygude Wasti, Tal. Phaltan, Dist. Satara 415523 | 2025-09-17 | 63 | 1 | Delta Connected | LT | Star Connected | Dyn11 | Copper | ONAN | ℅ H. V. variation of +2.5℅ to -5℅ in equal steps of 2.5℅ Off circuit tap changer | 22000/433 | CRGO |  | 22000 | 433 | 50 | 3 | octc | D1
25 | 37 | 371 | M/s. Krushnpingaksh Electricals | Mr. Abhijeet Raje |  | 9823230236 | Hissa No. 930, Near ZP School, Totre Niwas, Kurwandi Road, Sahane Wasti, Kurwandi, Pune 410512 | 2025-10-10 | 1250 | 2 | Delta Connected | HT | Star Connected | Dyn11 | Copper | ONAN | ℅ H. V. variation of +2.5℅ to -5℅ in equal steps of 2.5℅ Off circuit tap changer | 22000/433 | CRGO |  | 22000 | 433 | 50 | 3 | octc | D1
26 | 39 | 388 | M/s. Dreamz Electrics | Mr. Abhijeet Raje |  | 9823230236 | 13, Adinath Society, Pune Satara Road, Pune 411037 | 2025-10-15 | 1000 | 2 | Delta Connected | HT | Star Connected | Dyn11 | Copper | ONAN | ℅ H. V. variation of +5℅ to -15℅ in equal steps of 1.25℅ On load tap changer | 22000/433 | CRGO |  | 22000 | 433 | 50 | 3 | oltc | D1
|  |  | COUNT | 40
|  |  | Total | 385
|  |  | Costing Done | 345
|  |  | Consting pending | 40

## Sheet2
Costing Done Details
costing details | Srno | id | custname | contactperson | email | contactno | address | edate | capacity | type | hvvoltage | consumertype | lvvoltage | vectorgroup | matofwind | typecolling | typetaping | voltageratio | core | cid | priratio | secratio |  | frequency | phase | tapingSwitch | costingDesign
1 | 2 | 3 | M/s. Atul Fabcare | Mr. Sumit Warade | staticelectricalspune@rediffmail.com | 1234567890 | Pune | 2024-08-22 | 100 | 1 | Delta Connected | LT | Star Connected | Dyn11 | copper | ONAN |  | 22000/433 | CRGO | 1 | 22000 | 433 |  |  | 3Phase | nottaping | D1
1 | 17 | 26 | M/s. ILEX Properties Pvt. Ltd. | Mr. Kuljit Deshmukh | ilexinfo@proper.co.in | 9823230236 | Talegaon Dabhade, Pune | 2024-12-12 | 100 | 1 | Delta Connected | LT | Star Connected | Dyn11 | Copper | ONAN |  | 22000/433 | CRGO | 1 | 22000 | 433 |  |  | 3Phase | nottaping | D1
1 | 23 | 40 | Vijay Logistics Pvt. Ltd | Mr. Gaikwad | mdp@vijaylogistic.com | 9763873507 | Talegaon MIDC, Pune | 2025-01-10 | 100 | 1 | Delta Connected | LT | Star Connected | Dyn11 | Copper | ONAN |  | 22000/433 | CRGO | 1 | 22000 | 433 | 100KVA,22000/433V,NT,CU,LT,OD-NT |  | 3Phase | nottaping | D1
1 | 25 | 42 | Shree Tech Data Limited | Mr. Samrath Patil | rdsspurchase@shreetechdata.com | 8605018341 | Pune | 2025-01-10 | 100 | 3 | Delta Connected | LT | Star Connected | Dyn11 | Copper | ONAN |  | 22000/433 | CRGO | 1 | 22000 | 433 | 100KVA,22000/433V,NT,CU,LT,OD-NT |  | 3Phase | nottaping | D1
1 | 47 | 71 | M/s. Shree Sai Electrical & Company | Mr. Khandekar |  | 9854512456 | Pune | 2025-02-05 | 100 | 1 | Delta Connected | LT | Star Connected | Dyn11 | Copper | ONAN |  | 22000/433 | CRGO | 1 | 22000 | 433 | 100KVA,22000/433V,NT,CU,LT,OD-NT | 50 | 3Phase | nottaping | D1
1 | 61 | 86 | M/s. Leomech System | Mr. Tejas Pawar |  | 9209172432 | Pune | 2025-02-14 | 100 | 1 | Delta Connected | LT | Star Connected | Dyn11 | Copper | ONAN |  | 22000/433 | CRGO | 1 | 22000 | 433 | 100KVA,22000/433V,NT,CU,LT,OD-NT | 50 | 3Phase | nottaping | D1
1 | 68 | 94 | M/s. Solaris Speciality Chemicals Pvt. Ltd. | Mr. Devidas |  | 8983709899 | Sr no.61/2, Plot No. 13, Near Zandu Pharmaceuticals, Village Masat, Dadra & Nagar Haveli Silvass - 396230 | 2025-02-26 | 100 | 1 | Delta Connected | LT | Star Connected | Dyn11 | Copper | ONAN |  | 22000/433 | CRGO | 1 | 22000 | 433 | 1000KVA,22000/433V,NT,CU,HT,ID-OCTC | 50 | 3Phase | nottaping | D1
1 | 69 | 95 | M/s. Vithalrao Enterprises | Mr. Sanket Shinde |  | 8149645588 | 977, Sadashiv Peth, Shinde Wada, Dnyanprabhidini Marg, Pune 411030 | 2025-02-27 | 100 | 1 | Delta Connected | LT | Star Connected | Dyn11 | Copper | ONAN |  | 22000/433 | CRGO | 1 | 22000 | 433 | 100KVA,22000/433V,NT,CU,LT,OD-NT | 50 | 3Phase | nottaping | D1
1 | 76 | 103 | M/s. Krushnpingaksh Electricals | Mr. Akshay Totre |  | 8983709899 | Hissa No. 930, Near ZP School, Totre Niwas, Kurwandi Road, Sahane Wasti, Kurwandi, Pune 410512 | 2025-02-27 | 100 | 1 | Delta Connected | LT | Star Connected | Dyn11 | Copper | ONAN |  | 22000/433 | CRGO | 1 | 22000 | 433 | 100KVA,22000/433V,NT,CU,LT,OD-NT | 50 | 3Phase | nottaping | D1
1 | 79 | 106 | M/s. Shri Bhairavnath Vidyut Kam Audogik Sahakari Sanstha Maryadit | Mr. Abhijeet | bvspabal@gmail.com | 9823230236 | A/P. Pabal, Tal. Shirur, Dist. Pune | 2025-02-27 | 100 | 1 | Delta Connected | LT | Star Connected | Dyn11 | Copper | ONAN |  | 22000/433 | CRGO | 1 | 22000 | 433 | 100KVA,22000/433V,NT,CU,LT,OD-NT | 50 | 3Phase | nottaping | D1
1 | 82 | 109 | M/s. Harshada Electricals & Supplier | Mr. Rahul Dhone |  | 7278545745 | A/P. Garade, Tal. Purander, Dist. Pune 412301 | 2025-02-27 | 100 | 1 | Delta Connected | LT | Star Connected | Dyn11 | Copper | ONAN |  | 22000/433 | CRGO | 1 | 22000 | 433 | 100KVA,22000/433V,NT,CU,LT,OD-NT | 50 | 3Phase | nottaping | D1
1 | 85 | 113 | M/s. Shree Vidya Vijay Electricals | Mr. Kranti |  | 8983709899 | Shop 1, Milkat No. 07/093/755, Ground floor, Maruti Sadan, Walunj Shivar Road, Rajgurunage, Tal. Khed, Dist Pune 410505 | 2025-03-06 | 100 | 1 | Delta Connected | LT | Star Connected | Dyn11 | Copper | ONAN |  | 22000/433 | CRGO | 1 | 22000 | 433 | 100KVA,22000/433V,NT,CU,LT,OD-NT | 50 | 3Phase | nottaping | D1
1 | 86 | 114 | M/s. HVG Electricals | Mr. Rohan |  | 8421777445 | 34, Ajinkya Colony, Sadar Bazar, Satara 415001 | 2025-03-06 | 100 | 1 | Delta Connected | LT | Star Connected | Dyn11 | Copper | ONAN |  | 22000/433 | CRGO | 1 | 22000 | 433 | 100KVA,22000/433V,NT,CU,LT,OD-NT | 50 | 3Phase | nottaping | D1
1 | 87 | 115 | M/s. HVG Electricals | Mr. Rohan |  | 8421777445 | 34, Ajinkya Colony, Sadar Bazar, Satara 415001 | 2025-03-06 | 100 | 1 | Delta Connected | LT | Star Connected | Dyn11 | Copper | ONAN |  | 22000/433 | CRGO | 1 | 22000 | 433 | 100KVA,22000/433V,NT,CU,LT,OD-NT | 50 | 3Phase | nottaping | D1
1 | 91 | 119 | M/s. PVN Electromech Corporation | Mr. Vishwas Nikat | vishwasnikat.35@gmail.com | 9822879905 | Vishwas Industrial Premises, Shop No. F-07, Pune Nashik Highway, Alandi Phata, Chakan Pune 410501 | 2025-03-11 | 100 | 1 | Delta Connected | LT | Star Connected | Dyn11 | Copper | ONAN |  | 22000/433 | CRGO | 1 | 22000 | 433 | 100KVA,22000/433V,NT,CU,LT,OD-NT | 50 | 3Phase | nottaping | D1
1 | 94 | 123 | M/s. Dhanraj Electricals | Mr. Dhanraj |  | 9031622424 | Gat No. 214/3, Nighoje, Tal. Khed, Dist. Pune | 2025-03-19 | 100 | 1 | Delta Connected | LT | Star Connected | Dyn11 | Copper | ONAN |  | 22000/433 | CRGO | 1 | 22000 | 433 | 100KVA,22000/433V,NT,CU,LT,OD-NT | 50 | 3Phase | nottaping | D1
1 | 97 | 126 | M/s. Ekoblue Specialities Pvt. Ltd. | Mr. Rajeev Singh |  | 9810459688 | Markal Industrial Area, tal. Maval , Dist. Pune | 2025-03-31 | 100 | 1 | Delta Connected | LT | Star Connected | Dyn11 | Copper | ONAN |  | 22000/433 | CRGO | 1 | 22000 | 433 | 100KVA,22000/433V,NT,CU,LT,OD-NT | 50 | 3Phase | nottaping | D1
1 | 98 | 127 | M/s. NJVB corporation Pvt. Ltd. | Mr. Nagarkar |  | 7276602542 | Sy. no. 61/1, Karanjgaon, Kamshet, Pune | 2025-03-31 | 100 | 1 | Delta Connected | LT | Star Connected | Dyn11 | Copper | ONAN |  | 22000/433 | CRGO | 1 | 22000 | 433 | 100KVA,22000/433V,NT,CU,LT,OD-NT | 50 | 3Phase | nottaping | D1
1 | 99 | 128 | M/s. Prashant Electricals & Enterprises | Mr. Yogesh Pawar |  | 8554989721 | Pune | 2025-04-01 | 100 | 1 | Delta Connected | LT | Star Connected | Dyn11 | Copper | ONAN |  | 22000/433 | CRGO | 1 | 22000 | 433 | 100KVA,22000/433V,NT,CU,LT,OD-NT | 50 | 3Phase | nottaping | D1
1 | 112 | 146 | M/s. Prashant Electricals & Enterprises | Mr. Yogesh Pawar |  | 8554989721 | 19/5, LIG Colony, Sec. No.25, | 2025-04-02 | 100 | 1 | Delta Connected | LT | Star Connected | Dyn11 | Copper | ONAN |  | 22000/433 | CRGO | 1 | 22000 | 433 |  | 50 | 3 | nottaping | D1
1 | 125 | 160 | M/s. Airotek Pollu Control Project & Equipments Pvt. Ltd. | Mr. Abhijeet |  | 9823230236 | Pune | 2025-04-07 | 100 | 1 | Delta Connected | LT | Star Connected | Dyn11 | Copper | ONAN |  | 22000/433 | CRGO | 1 | 22000 | 433 | 100KVA,22000/433V,NT,CU,LT,OD-NT | 50 | 3 | nottaping | D1
1 | 126 | 161 | M/s. Nissar Transformer Pvt. Ltd. | Mr. Aslam |  | 9850055263 | Gat No. 321-E, A/P. Shirwal, Naigaon Road, Tal. Khandala, Dist. Satara | 2025-04-11 | 100 | 1 | Delta Connected | LT | Star Connected | Dyn11 | Copper | ONAN |  | 22000/433 | CRGO | 1 | 22000 | 433 |  | 50 | 3 | nottaping | D1
1 | 129 | 167 | Classic Electric | Mrs. Monali |  | 9850748546 | Pune | 2025-06-26 | 100 | 1 | Delta Connected | LT | Star Connected | Dyn11 | Copper | ONAN |  | 22000/433 | CRGO | 1 | 22000 | 433 | 100KVA,22000/433V,NT,CU,LT,OD-NT | 50 | 3 | nottaping | D1
1 | 130 | 168 | R. K Electrical & Company | Mr. Kedarnath Rajeshwar |  | 8380076699 | Flat No. 103, Sr. No. 641, A Wing, Bhagwant Residency, Chakan, Tal. Khed, Dist. Pune | 2025-06-28 | 100 | 1 | Delta Connected | LT | Star Connected | Dyn11 | Copper | ONAN |  | 22000/433 | CRGO | 1 | 22000 | 433 | 100KVA,22000/433V,NT,CU,LT,OD-NT | 50 | 3Phase | nottaping | D1
1 | 135 | 173 | M/s. Mayank Electrical | Mr. Kranti Sir |  | 8983709899 | Shop No. 101, Milkat No. 384, Baramati Road, Gram Panchayat Headquater, Kauthadi, Daund, Pune 413130 | 2025-07-08 | 100 | 1 | Delta Connected | LT | Star Connected | Dyn11 | Copper | ONAN |  | 22000/433 | CRGO | 1 | 22000 | 433 | 100KVA,22000/433V,NT,CU,LT,OD-NT | 50 | 3 | nottaping | D1
1 | 139 | 180 | M/s. Saicon Electrical Engineers | Abhijeet Sir |  | 7558278887 | Office No. 314, Sara Business Center, Sara Sanskruti, Chakan Talegaon Road, Kharabwadi, Tal. Khed, Dist. Pune 410501 | 2025-07-12 | 100 | 1 | Delta Connected | LT | Star Connected | Dyn11 | Copper | ONAN |  | 22000/433 | CRGO | 1 | 22000 | 433 |  | 50 | 3 | nottaping | D1
1 | 143 | 188 | M/s. Delta Engineers | Krantikumar Desai |  | 8983709899 | Shri Nagar, Shop No. C4, Near D. ED College, Kailash Nagar, Nanded 431605 | 2025-07-15 | 100 | 1 | Delta Connected | LT | Star Connected | Dyn11 | Copper | ONAN |  | 22000/433 | CRGO | 1 | 22000 | 433 | 100KVA,22000/433V,NT,CU,LT,OD-NT | 50 | 3 | nottaping | D1
1 | 144 | 189 | M/s. Delta Engineers | Krantikumar Desai |  | 8983709899 | Shri Nagar, Shop No. C4, Near D. ED College, Kailash Nagar, Nanded 431605 | 2025-07-15 | 100 | 1 | Delta Connected | LT | Star Connected | Dyn11 | Copper | ONAN |  | 22000/433 | CRGO | 1 | 22000 | 433 | 100KVA,22000/433V,NT,CU,LT,OD-NT | 50 | 3 | nottaping | D1
1 | 147 | 192 | M/s. Gurudatta Electricals & Electronics | Mr. gaikwad | gurudatta_gaikwad@yahoo.co.in | 9767596000 | A/P. Nira, Tal. Purandar, Dist. Pune 412102 | 2025-07-16 | 100 | 1 | Delta Connected | LT | Star Connected | Dyn11 | Copper | ONAN |  | 22000/433 | CRGO | 1 | 22000 | 433 | 100KVA,22000/433V,NT,CU,LT,OD-NT | 50 | 3 | nottaping | D1
1 | 148 | 193 | M/s. Gurudatta Electricals & Electronics | Mr.Gaikwad | gurudatta_gaikwad@yahoo.co.in | 9767596000 | A/P. Nira, Tal. Purandar, Dist. Pune 412102 | 2025-07-16 | 100 | 1 | Delta Connected | LT | Star Connected | Dyn11 | Copper | ONAN |  | 22000/433 | CRGO | 1 | 22000 | 433 | 100KVA,22000/433V,NT,CU,LT,OD-NT | 50 | 3 | nottaping | D1
1 | 154 | 200 | Khangre Mukund Rajaram | Mr. Krantikumar Desai |  | 8983709899 | House No. 372, Dhondabai Nivas, Kothurne, Shivali, Tal. Maval, Dist. Pune 410406 | 2025-07-17 | 100 | 1 | Delta Connected | LT | Star Connected | Dyn11 | Copper | ONAN |  | 22000/433 | CRGO | 1 | 22000 | 433 |  | 50 | 3 | nottaping | D1
1 | 159 | 207 | M/s. Pooja Infra | Mr. Mukesh Lokhande |  | 9011872688 | Gat No. 443/444, Alandi Markal Road, Solu, Tal. Khed, Dist. Pune | 2025-07-18 | 100 | 1 | Delta Connected | LT | Star Connected | Dyn11 | Copper | ONAN |  | 22000/433 | CRGO | 1 | 22000 | 433 | 100KVA,22000/433V,NT,CU,LT,OD-NT | 50 | 3 | nottaping | D1
1 | 161 | 210 | M/s. Shri Sulai Electrical | Mr. Abhijeet Raje |  | 9823230236 | A/P. Tamthare, Tal. Shindkheda, Dist. Dhule 425407 | 2025-07-19 | 100 | 1 | Delta Connected | LT | Star Connected | Dyn11 | Copper | ONAN |  | 22000/433 | CRGO | 1 | 22000 | 433 | 100KVA,22000/433V,NT,CU,LT,OD-NT | 50 | 3 | nottaping | D1
1 | 162 | 211 | M/s. Shreenath Technology | Mr. Abhijeet Raje |  | 9823230236 | A/P. Pur, Kanersar, Tal. Khed, Dist. Pune 412402 | 2025-07-19 | 100 | 1 | Delta Connected | LT | Star Connected | Dyn11 | Copper | ONAN |  | 22000/433 | CRGO | 1 | 22000 | 433 | 100KVA,22000/433V,NT,CU,LT,OD-NT | 50 | 3 | nottaping | D1
1 | 163 | 212 | M/s. Surjagad Transport | Mr. Abhijeet Raje |  | 9823230236 | Flat No. A - 103, Sun Swept CHS, Samarth Nagar Road, Andheri West, Mumbai 400058 | 2025-07-19 | 100 | 1 | Delta Connected | LT | Star Connected | Dyn11 | Copper | ONAN |  | 22000/433 | CRGO | 1 | 22000 | 433 |  | 50 | 3 | nottaping | D1
1 | 165 | 214 | M/s. Gurudatta Electricals & Electronics | Mr. Gaikwad | gurudatta_gaikwad@yahoo.co.in | 9767596000 | A/P. Nira, Tal. Purandar, Dist. Pune 412102 | 2025-07-19 | 100 | 1 | Delta Connected | LT | Star Connected | Dyn11 | Copper | ONAN |  | 22000/433 | CRGO | 1 | 22000 | 433 | 100KVA,22000/433V,NT,CU,LT,OD-NT | 50 | 3 | nottaping | D1
1 | 170 | 219 | M/s. Digambara Electricals | Mr. Abhijeet Raje |  | 9823230236 | Flat No. D 505, BLDG 1, Golulam, Gat No. 1638, Patil Nagar, Chikhali, Pune 411062 | 2025-07-21 | 100 | 1 | Delta Connected | LT | Star Connected | Dyn11 | Copper | ONAN |  | 22000/433 | CRGO | 1 | 22000 | 433 | 100KVA,22000/433V,NT,CU,LT,OD-NT | 50 | 3 | nottaping | D1
1 | 174 | 223 | M/s. Dhanraj Electrical Technology | Mr. Phadke |  | 9031622424 | Gat No. 407/1, Near Yelwadi Kaman, Yelwadi, Tal. Khed, Dist. Pune 410501 | 2025-07-21 | 100 | 1 | Delta Connected | LT | Star Connected | Dyn11 | Copper | ONAN |  | 22000/433 | CRGO | 1 | 22000 | 433 | 100KVA,22000/433V,NT,CU,LT,OD-NT | 50 | 3 | nottaping | D1
1 | 175 | 224 | Shri Bhairavnath Vidyut Kam Audogik Sahakari Sanstha Maryadit | Mr. Abhijeet Raje |  | 9823230236 | A/P. Pabal, Tal. Shirur, Dist. Pune | 2025-07-22 | 100 | 1 | Delta Connected | LT | Star Connected | Dyn11 | Copper | ONAN |  | 22000/433 | CRGO | 1 | 22000 | 433 |  | 50 | 3 | nottaping | D1
1 | 183 | 235 | M/s. Stelcon Cable Tray | Mr. Abhijeet |  | 9823230236 | Gat No. 167, Kesnand, Tal. Haveli, Dist. Pune 412207 | 2025-07-26 | 100 | 1 | Delta Connected | LT | Star Connected | Dyn11 | Copper | ONAN |  | 22000/433 | CRGO | 1 | 22000 | 433 | 100KVA,22000/433V,NT,CU,LT,OD-NT | 50 | 3 | nottaping | D1
1 | 188 | 240 | M/s. Kanif Electricals And Enterprises | Abhijeet Raje |  | 9823230236 | Sr. No. 313, Ground Floor, Kelagaon Alandi Road, Kelgaon, Pune 412105 | 2025-07-30 | 100 | 1 | Delta Connected | LT | Star Connected | Dyn11 | Copper | ONAN |  | 22000/433 | CRGO | 1 | 22000 | 433 | 100KVA,22000/433V,NT,CU,LT,OD-NT | 50 | 3 | nottaping | D1
1 | 192 | 248 | M/s. Omkar Consulting Engineer | Mr. Abhijeet Raje |  | 9823230236 | Omkar Mudre B, Kacheri Road, Karjat, Raigad 410201 | 2025-08-01 | 100 | 1 | Delta Connected | LT | Star Connected | Dyn11 | Copper | ONAN |  | 22000/433 | CRGO | 1 | 22000 | 433 | 100KVA,22000/433V,NT,CU,LT,OD-NT | 50 | 3 | nottaping | D1
1 | 199 | 255 | M/s. Shri Bhairavnath Vidyut Kam Audogik Sahakari Sanstha Maryadit | Mr. Abhijeet |  | 9823230236 | A/P. Pabal, Tal. Shirur, Dist. Pune | 2025-08-04 | 100 | 1 | Delta Connected | LT | Star Connected | Dyn11 | Copper | ONAN |  | 22000/433 | CRGO | 1 | 22000 | 433 | 100KVA,22000/433V,NT,CU,LT,OD-NT | 50 | 3 | nottaping | D1
1 | 201 | 257 | M/s. Transpower Engineers And Corporation | Mr. Abhijeet Raje |  | 9823230236 | Gat No. 88, Bhose, Chakan Shikrapur Road, Near Bio Gas Pump, Dattawadi, Village. Shelgaon, Pune 410501 | 2025-08-04 | 100 | 1 | Delta Connected | LT | Star Connected | Dyn11 | Copper | ONAN |  | 22000/433 | CRGO | 1 | 22000 | 433 | 100KVA,22000/433V,NT,CU,LT,OD-NT | 50 | 3 | nottaping | D1
1 | 202 | 258 | M/s. Transpower Engineers And Corporation | Mr. Abhijeet Raje |  | 9823230236 | Gat No. 88, Bhose, Chakan Shikrapur Road, Near Bio Gas Pump, Dattawadi, Village. Shelgaon, Pune 410501 | 2025-08-04 | 100 | 1 | Delta Connected | LT | Star Connected | Dyn11 | Copper | ONAN |  | 22000/433 | CRGO | 1 | 22000 | 433 | 100KVA,22000/433V,NT,CU,LT,OD-NT | 50 | 3 | nottaping | D1
1 | 203 | 259 | M/s. Sumit Enterprises | Mr. Kratikumar Desai |  | 8983709899 | Sr. No. 38/1, Near Trimurti Hill View, Card Club, Flat No. 3, Baner, Pune 411045 | 2025-08-05 | 100 | 1 | Delta Connected | LT | Star Connected | Dyn11 | Copper | ONAN |  | 22000/433 | CRGO | 1 | 22000 | 433 | 100KVA,22000/433V,NT,CU,LT,OD-NT | 50 | 3 | nottaping | D1
1 | 204 | 260 | M/s. Shivam Enterprises | Mr. Krantikumar Desai |  | 8983709899 | 529 B1, Arun Nagar Society, Nadgaon, Tal. Mahad, Dist. Raigad | 2025-08-05 | 100 | 1 | Delta Connected | LT | Star Connected | Dyn11 | Copper | ONAN |  | 22000/433 | CRGO | 1 | 22000 | 433 | 100KVA,22000/433V,NT,CU,LT,OD-NT | 50 | 3 | nottaping | D1
1 | 206 | 262 | M/s. J R P Engineers & Contractors Satara | Mr. Krantikumar Desai |  | 8983709899 | 1, Bhairoba Galli, Budhwarpeth, Phaltan, Tal. Phaltan, Dist. Satara 415523 | 2025-08-05 | 100 | 1 | Delta Connected | LT | Star Connected | Dyn11 | Copper | ONAN |  | 22000/433 | CRGO | 1 | 22000 | 433 | 100KVA,22000/433V,NT,CU,LT,OD-NT | 50 | 3 | nottaping | D1
1 | 207 | 263 | M/s. J R P Engineers & Contractors Satara | Mr. Krantikumar Desai |  | 8983709899 | 1, Bhairoba Galli, Budhwarpeth, Phaltan, Tal. Phaltan, Dist. Satara 415523 | 2025-08-05 | 100 | 1 | Delta Connected | LT | Star Connected | Dyn11 | Copper | ONAN |  | 22000/433 | CRGO | 1 | 22000 | 433 | 100KVA,22000/433V,NT,CU,LT,OD-NT | 50 | 3 | nottaping | D1
1 | 208 | 264 | M/s. Krushnpingaksh Electricals | Mr. Abhijeet Raje |  | 8983709899 | Hissa No. 930, Near ZP School, Totre Niwas, Kurwandi Road, Sahane Wasti, Kurwandi, Pune 410512 | 2025-08-06 | 100 | 1 | Delta Connected | LT | Star Connected | Dyn11 | Copper | ONAN |  | 22000/433 | CRGO | 1 | 22000 | 433 | 100KVA,22000/433V,NT,CU,LT,OD-NT | 50 | 3 | nottaping | D1
1 | 209 | 265 | M/s. Krushnpingaksh Electricals | Mr. Abhijeet Raje |  | 9823230236 | Hissa No. 930, Near ZP School, Totre Niwas, Kurwandi Road, Sahane Wasti, Kurwandi, Pune 410512 | 2025-08-06 | 100 | 1 | Delta Connected | LT | Star Connected | Dyn11 | Copper | ONAN |  | 22000/433 | CRGO | 1 | 22000 | 433 | 100KVA,22000/433V,NT,CU,LT,OD-NT | 50 | 3 | nottaping | D1
1 | 212 | 268 | M/s. Shobha Agency | Mr. Abhijeet Raje |  | 9823230236 | Flat No. 704, Kundan Heritage, Dapodi, Pune 411003 | 2025-08-07 | 100 | 1 | Delta Connected | LT | Star Connected | Dyn11 | Copper | ONAN |  | 22000/433 | CRGO | 1 | 22000 | 433 |  | 50 | 3 | nottaping | D1
1 | 216 | 272 | M/s. Star Rewinders & Electricals | Mr. Krantikumar Desai | starkokan@gmail.com | 8983709899 | More Complex, Roha Kolad Road, A/P. Dhatav, Tal. Roha, Dist. Raigad | 2025-08-08 | 100 | 1 | Delta Connected | LT | Star Connected | Dyn11 | Copper | ONAN |  | 22000/433 | CRGO | 1 | 22000 | 433 | 100KVA,22000/433V,NT,CU,LT,OD-NT | 50 | 3 | nottaping | D1
1 | 225 | 288 | M/s. Krushnpingaksh Electricals | Mr. Akshay Totre |  | 8983709899 | Hissa No. 930, Near ZP School, Totre Niwas, Kurwandi Road, Sahane Wasti, Kurwandi, Pune 410512 | 2025-08-14 | 100 | 1 | Delta Connected | LT | Star Connected | Dyn11 | Copper | ONAN |  | 22000/433 | CRGO | 1 | 22000 | 433 | 100KVA,22000/433V,NT,CU,LT,OD-NT | 50 | 3 | nottaping | D1
1 | 230 | 299 | M/s. Shende Patil Electricals & Contractors | Mr. Abhijeet Raje |  | 9823230236 | Hissa No. 349/1, Tata Talav, Pune 412108 | 2025-08-18 | 100 | 1 | Delta Connected | LT | Star Connected | Dyn11 | Copper | ONAN |  | 22000/433 | CRGO | 1 | 22000 | 433 | 100KVA,22000/433V,NT,CU,LT,OD-NT | 50 | 3 | nottaping | D1
1 | 235 | 304 | M/s. P R Jagtap Electricals | Mr. Abhijeet Raje |  | 9823230236 | A/P. Rajewadi, Saswad, Tal. Purandar, Dist. Pune 412104 | 2025-08-22 | 100 | 1 | Delta Connected | LT | Star Connected | Dyn11 | Copper | ONAN |  | 22000/433 | CRGO | 1 | 22000 | 433 | 100KVA,22000/433V,NT,CU,LT,OD-NT | 50 | 3 | nottaping | D1
1 | 245 | 315 | M/s. Prachin Electricals | Mr. Abhijeet Raje |  | 9823230236 | Milkat No. 09, Malegaon, Tal. Bhor, Dist. Pune 412213 | 2025-08-29 | 100 | 1 | Delta Connected | LT | Star Connected | Dyn11 | Copper | ONAN |  | 22000/433 | CRGO | 1 | 22000 | 433 | 100KVA,22000/433V,NT,CU,LT,OD-NT | 50 | 3 | nottaping | D1
1 | 249 | 321 | M/s. Kove Constructions LLP | Mr. Abhijeet Raje |  | 9823230236 | 239/A, Monte Ville, East Street, Behind Krishna Kunj Apaertments, Near Deccan Towers, 428/14, J. N. Marg, Opp. Prabhat Printing Press, Pune 411001 | 2025-09-08 | 100 | 2 | Delta Connected | LT | Star Connected | Dyn11 | Copper | ONAN |  | 22000/433 | CRGO | 1 | 22000 | 433 | 100KVA,22000/433V,NT,CU,LT,OD-NT | 50 | 3 | nottaping | D1
1 | 250 | 322 | M/s. Star Rewinders & Electricals | Mr. Krantikumar Desai | starkokan@gmail.com | 8983709899 | More Complex, Roha Kolad Road, A/P. Dhatav, Tal. Roha, Dist. Raigad | 2025-09-08 | 100 | 1 | Delta Connected | LT | Star Connected | Dyn11 | Copper | ONAN |  | 22000/433 | CRGO | 1 | 22000 | 433 | 100KVA,22000/433V,NT,CU,LT,OD-NT | 50 | 3 | nottaping | D1
1 | 260 | 332 | M/s. Aniha Enterprises | Mr. Abhijeet Raje |  | 9823230236 | Shop No. 19, Balaji Tower, Mahatma Phule Chowk, Chakan, Tal. Khed, Dist. Pune 410501 | 2025-09-10 | 100 | 1 | Delta Connected | LT | Star Connected | Dyn11 | Copper | ONAN |  | 22000/433 | CRGO | 1 | 22000 | 433 | 100KVA,22000/433V,NT,CU,LT,OD-NT | 50 | 3 | nottaping | D1
1 | 262 | 336 | M/s. Dhanraj Electrical Technology | Mr. Abhijeet Raje |  | 9823230736 | Gat No. 407/1, Near Yelwadi Kaman, Yelwadi, Tal. Khed, Dist. Pune 410501 | 2025-09-11 | 100 | 1 | Delta Connected | LT | Star Connected | Dyn11 | Copper | ONAN |  | 22000/433 | CRGO | 1 | 22000 | 433 | 100KVA,22000/433V,NT,CU,LT,OD-NT | 50 | 3 | nottaping | D1
1 | 263 | 338 | M/s. Paras Electricals | Mr. Abhijeet Raje |  | 9823230236 | A - 303, Nisarg Darshan Society, Sec. 26, Nigdi, Pradhikaran, Pune 411044 | 2025-09-11 | 100 | 1 | Delta Connected | LT | Star Connected | Dyn11 | Copper | ONAN |  | 22000/433 | CRGO | 1 | 22000 | 433 | 100KVA,22000/433V,NT,CU,LT,OD-NT | 50 | 3 | nottaping | D1
1 | 277 | 355 | M/s. Aditya Electricals Services | Mr. Abhjeet Raje |  | 9823230236 | Shop No. 111, Maruti Market, Tinhewadi Road, Rajgurunagar, Tal. Khed, Dist. Pune | 2025-09-18 | 100 | 1 | Delta Connected | LT | Star Connected | Dyn11 | Copper | ONAN |  | 22000/433 | CRGO | 1 | 22000 | 433 | 100KVA,22000/433V,NT,CU,LT,OD-NT | 50 | 3 | nottaping | D1
1 | 279 | 359 | M/s. S S Enterprises | Mr. Krantikumar Desai |  | 8983709899 | Survey No. 26, Plot No. 4 & 5, Flat No. G/03, Ameya Niwas Co-Op Housing Society, Anand Nagar, Talegaon Chakan Road, Talegaon MIDC, Pune 410507 | 2025-09-29 | 100 | 1 | Delta Connected | LT | Star Connected | Dyn11 | Copper | ONAN |  | 22000/433 | CRGO | 1 | 22000 | 433 | 100KVA,22000/433V,NT,CU,LT,OD-NT | 50 | 3 | nottaping | D1
1 | 280 | 360 | M/s. Shree Vidya Vijay Electricals | Mr. Krantikumar Desai |  | 8983709899 | 357, A/P. Pimpri (Bk.), Tal. Khed, Dist. Pune | 2025-09-29 | 100 | 1 | Delta Connected | LT | Star Connected | Dyn11 | Copper | ONAN |  | 22000/433 | CRGO | 1 | 22000 | 433 | 100KVA,22000/433V,NT,CU,LT,OD-NT | 50 | 3 | nottaping | D1
1 | 282 | 362 | M/s. Gurudatta Electricals & Electronics | Mr. Abhijeet Raje | gurudatta_gaikwad@yahoo.co.in | 9823230236 | A/P. Nira, Tal. Purandar, Dist. Pune 412102 | 2025-09-29 | 100 | 1 | Delta Connected | LT | Star Connected | Dyn11 | Copper | ONAN |  | 22000/433 | CRGO | 1 | 22000 | 433 | 100KVA,22000/433V,NT,CU,LT,OD-NT | 50 | 3 | nottaping | D1
1 | 292 | 375 | M/s. U V Giri Ele & Civil Contractor | Mr. Krantikumar Desai |  | 8983709899 | House No. 865, Pratibha Kasar, Nijampur, Tal. Mangaon, Dist. Raigad 402102 | 2025-10-14 | 100 | 1 | Delta Connected | LT | Star Connected | Dyn11 | Copper | ONAN |  | 22000/433 | CRGO | 1 | 22000 | 433 |  | 50 | 3 | nottaping | D1
1 | 293 | 376 | M/s. Sai Anand Enterprises | Mr. Abhijeet Raje |  | 9823230236 | Sr. No. 80/2, Gurudatta Nagar, Varale, Tal. Maval, Dist. Pune | 2025-10-14 | 100 | 1 | Delta Connected | LT | Star Connected | Dyn11 | Copper | ONAN |  | 22000/433 | CRGO | 1 | 22000 | 433 | 100KVA,22000/433V,NT,CU,LT,OD-NT | 50 | 3 | nottaping | D1
1 | 294 | 377 | M/s. Savdekar Electricals & Enterprises | Mr. Abhijeet Raje |  | 9823230236 | Ground Floor, Flat No. 5 H 379, Chavan Darshan Society, Bara Bunglow Road, Near Indrayani Bridge, Nangargaon, Lonavala, Pune 410401 | 2025-10-14 | 100 | 1 | Delta Connected | LT | Star Connected | Dyn11 | Copper | ONAN |  | 22000/433 | CRGO | 1 | 22000 | 433 | 100KVA,22000/433V,NT,CU,LT,OD-NT | 50 | 3 | nottaping | D1
1 | 299 | 382 | M/s. Kanif Electricals And Enterprises | Mr. Abhijeet Raje |  | 9823230236 | Sr. No. 313, Ground Floor, Kelagaon Alandi Road, Kelgaon, Pune 412105 | 2025-10-15 | 100 | 1 | Delta Connected | LT | Star Connected | Dyn11 | Copper | ONAN |  | 22000/433 | CRGO | 1 | 22000 | 433 | 100KVA,22000/433V,NT,CU,LT,OD-NT | 50 | 3 | nottaping | D1
1 | 300 | 384 | M/s. Kanif Electricals And Enterprises | Mr. Abhijeet Raje |  | 9823230236 | Sr. No. 313, Ground Floor, Kelagaon Alandi Road, Kelgaon, Pune 412105 | 2025-10-15 | 100 | 1 | Delta Connected | LT | Star Connected | Dyn11 | Copper | ONAN |  | 22000/433 | CRGO | 1 | 22000 | 433 | 100KVA,22000/433V,NT,CU,LT,OD-NT | 50 | 3 | nottaping | D1
1 | 303 | 389 | M/s. Harshada Electricals & Suppliers | Mr. Abhijeet Raje |  | 9823230236 | A/P. Garade, Tal. Purandar, Dist. Pune 412301 | 2025-10-16 | 100 | 1 | Delta Connected | LT | Star Connected | Dyn11 | Copper | ONAN |  | 22000/433 | CRGO | 1 | 22000 | 433 | 100KVA,22000/433V,NT,CU,LT,OD-NT | 50 | 3 | nottaping | D1
1 | 305 | 391 | M/s. Winmart Hotels & Resorts | Mr. Abhijeet |  | 9823230236 | Plot No. 13A, 14, Sr No. 44, 45/2, Lonawala, Pune 410401 | 2025-10-27 | 100 | 2 | Delta Connected | LT | Star Connected | Dyn11 | Copper | ONAN |  | 22000/433 | CRGO | 1 | 22000 | 433 | 100KVA,22000/433V,NT,CU,LT,OD-NT | 50 | 3 | nottaping | D1
1 | 311 | 397 | M/s. Sudarshan Auto Engineering | Mr. Abhijeet Raje |  | 9823230236 | 2nd, Waghaainagar, 0625/25, Waghjai Tower, Kharabwadi, Chakan , Pune 410501 | 2025-10-29 | 100 | 1 | Delta Connected | LT | Star Connected | Dyn11 | Copper | ONAN |  | 22000/433 | CRGO | 1 | 22000 | 433 | 100KVA,22000/433V,NT,CU,LT,OD-NT | 50 | 3 | nottaping | D1
1 | 312 | 398 | M/s. Shri Sulai Electrical | Mr. Abhijeet Raje |  | 9823230236 | A/P. Tamthare, Tal. Shindkheda, Dist. Dhule 425407 | 2025-10-30 | 100 | 1 | Delta Connected | LT | Star Connected | Dyn11 | Copper | ONAN |  | 22000/433 | CRGO | 1 | 22000 | 433 | 100KVA,22000/433V,NT,CU,LT,OD-NT | 50 | 3 | nottaping | D1
1 | 315 | 401 | M/s. Aditya Electrical Services | Mr. Abhjeet Raje |  | 9823230236 | Shop No. 111, Maruti Market, Tinhewadi Road, Rajgurunagar, Tal. Khed, Dist. Pune | 2025-10-30 | 100 | 1 | Delta Connected | LT | Star Connected | Dyn11 | Copper | ONAN |  | 22000/433 | CRGO | 1 | 22000 | 433 |  | 50 | 3 | nottaping | D1
1 | 318 | 404 | M/s. Mohini Fabrication & Glass Works | Mr. Abhijeet Raje |  | 9823230236 | Gat No.1245, Near Gawala Steel, Akurdi - Chikhali Road, Chikhali, Pune 412114 | 2025-10-31 | 100 | 1 | Delta Connected | LT | Star Connected | Dyn11 | Copper | ONAN |  | 22000/433 | CRGO | 1 | 22000 | 433 | 100KVA,22000/433V,NT,CU,LT,OD-NT | 50 | 3 | nottaping | D1
1 | 319 | 405 | M/s. Shravan Electrical | Mr. Krantikumar Desai |  | 8983709899 | Room No. 305, 3rd Floor, At. Kesari Aangan Society, Kakartale, Near Butala Hall, Tal. Mahad, Dist. Raigad 402301 | 2025-10-31 | 100 | 1 | Delta Connected | LT | Star Connected | Dyn11 | Copper | ONAN |  | 22000/433 | CRGO | 1 | 22000 | 433 | 100KVA,22000/433V,NT,CU,LT,OD-NT | 50 | 3 | nottaping | D1
1 | 326 | 413 | M/s. Shri Sulai Electrical | Mr. Abhijeet Raje |  | 9823230236 | A/P. Tamthare, Tal. Shindkheda, Dist. Dhule 425407 | 2025-11-03 | 100 | 1 | Delta Connected | LT | Star Connected | Dyn11 | Copper | ONAN |  | 22000/433 | CRGO | 1 | 22000 | 433 | 100KVA,22000/433V,NT,CU,LT,OD-NT | 50 | 3 | nottaping | D1
1 | 327 | 414 | M/s. Manasvi Enterprises | Mr. Krantikumar Desai |  | 8983709899 | Ground, Plot No. 27, Shop No. 2, Square Hills, Talegaon Dabhade Road, Shree Sai Prasad General Store, Shahu Colony, Talegaon Dabhade, Tal. Maval, Dist. Pune 410506 | 2025-11-04 | 100 | 1 | Delta Connected | LT | Star Connected | Dyn11 | Copper | ONAN |  | 22000/433 | CRGO | 1 | 22000 | 433 | 100KVA,22000/433V,NT,CU,LT,OD-NT | 50 | 3 | nottaping | D1
1 | 332 | 420 | M/s. Sainath Electricals | Mr. Abhijeet Raje |  | 9823230236 | Namrata Commercial Complex, Talegaon - Chakan Road, Next to IDBI Bank, Talegaon Dabhade, Tal. Maval, Dist. Pune 410507 | 2025-11-06 | 100 | 1 | Delta Connected | LT | Star Connected | Dyn11 | Copper | ONAN |  | 22000/433 | CRGO | 1 | 22000 | 433 | 100KVA,22000/433V,NT,CU,LT,OD-NT | 50 | 3 | nottaping | D1
1 | 334 | 422 | M/s. Gurudatta Electricals & Electronics | Mr. Abhijeet Raje | gurudatta_gaikwad@yahoo.co.in | 9823230236 | A/P. Nira, Tal. Purandar, Dist. Pune 412102 | 2025-11-07 | 100 | 1 | Delta Connected | LT | Star Connected | Dyn11 | Copper | ONAN |  | 22000/433 | CRGO | 1 | 22000 | 433 | 100KVA,22000/433V,NT,CU,LT,OD-NT | 50 | 3 | nottaping | D1
1 | 335 | 423 | M/s. Gurudatta Electricals & Electronics | Mr. Abhijeet Raje | gurudatta_gaikwad@yahoo.co.in | 9823230236 | A/P. Nira, Tal. Purandar, Dist. Pune 412102 | 2025-11-07 | 100 | 1 | Delta Connected | LT | Star Connected | Dyn11 | Copper | ONAN |  | 22000/433 | CRGO | 1 | 22000 | 433 | 100KVA,22000/433V,NT,CU,LT,OD-NT | 50 | 3 | nottaping | D1
2 | 3 | 4 | M/s. Mehta Pressing | Mr. Mehta | sharad.shinde@gvlindia.com | 1234567890 | Pune | 2024-08-22 | 200 | 1 | Delta Connected | LT | Star Connected | Dyn11 | copper | ONAN | ℅ H. V. variation of +2.5℅ to -5℅ in equal steps of 2.5℅ Off circuit tap changer | 22000/433 | CRGO | 2 | 22000 | 433 |  |  | 3Phase | octc | D1
2 | 19 | 31 | Prisma Reality Pvt. Ltd. | Wable | aBC@gmail.com | 9011508084 | Moshi, Pune | 2025-01-10 | 200 | 1 | Delta Connected | LT | Star Connected | Dyn11 | Copper | ONAN | ℅ H. V. variation of +2.5℅ to -5℅ in equal steps of 2.5℅ Off circuit tap changer | 22000/433 | CRGO | 2 | 22000 | 433 | 200KVA,22000/433V,OCTC,CU,LT,OD-OCTC |  | 3Phase | octc | D1
2 | 20 | 33 | Tools System | Mr. Ravi | purchase@toolcon.com | 9922971723 | Bhosari, Pune | 2025-01-10 | 200 | 3 | Delta Connected | LT | Star Connected | Dyn11 | Copper | ONAN | ℅ H. V. variation of +2.5℅ to -5℅ in equal steps of 2.5℅ Off circuit tap changer | 22000/433 | CRGO | 2 | 22000 | 433 | 200KVA,22000/433V,OCTC,CU,LT,OD-OCTC |  |  | octc | D1
2 | 24 | 41 | Newaskar Warehousing Corporation | Newaskar | devendranewaskar@gmail.com | 9822028098 | Pune | 2025-01-10 | 200 | 3 | Delta Connected | LT | Star Connected | Dyn11 | Copper | ONAN | ℅ H. V. variation of +2.5℅ to -5℅ in equal steps of 2.5℅ Off circuit tap changer | 22000/433 | CRGO | 2 | 22000 | 433 | 200KVA,22000/433V,OCTC,CU,LT,OD-OCTC |  | 3Phase | octc | D1
2 | 34 | 53 | Concept Engineering and Contractor | Mr. Anil Soman | anilsoman2005@gmail.com | 9822028614 | Chakan, Pune | 2025-01-21 | 200 | 3 | Delta Connected | LT | Star Connected | Dyn11 | Copper | ONAN | ℅ H. V. variation of +2.5℅ to -5℅ in equal steps of 2.5℅ Off circuit tap changer | 22000/433 | CRGO | 2 | 22000 | 433 | 200KVA,22000/433V,OCTC,CU,LT,OD-OCTC |  | 3Phase | octc | D1
2 | 35 | 54 | Gauri Pasar Services | Mr. Rohan |  | 9875641765 | Pune | 2025-01-22 | 200 | 3 | Delta Connected | LT | Star Connected | Dyn11 | Copper | ONAN | ℅ H. V. variation of +2.5℅ to -5℅ in equal steps of 2.5℅ Off circuit tap changer | 22000/433 | CRGO | 2 | 22000 | 433 |  |  |  | octc | D1
2 | 40 | 59 | M/s. Concept Engineering Company | Mr. Anil Soman |  | 9822028614 | Chakan, Pune | 2025-01-29 | 200 | 1 | Delta Connected | LT | Star Connected | Dyn11 | Copper | ONAN | ℅ H. V. variation of +2.5℅ to -5℅ in equal steps of 2.5℅ Off circuit tap changer | 22000/433 | CRGO | 2 | 22000 | 433 |  | 50 | 3Phase | octc | D1
2 | 48 | 72 | M/s. Shree Sai Electrical & Company | Mr. Khandekar |  | 9854512456 | Pune | 2025-02-05 | 200 | 1 | Delta Connected | LT | Star Connected | Dyn11 | Copper | ONAN | ℅ H. V. variation of +2.5℅ to -5℅ in equal steps of 2.5℅ Off circuit tap changer | 22000/433 | CRGO | 2 | 22000 | 433 | 200KVA,22000/433V,OCTC,CU,LT,OD-OCTC | 50 | 3Phase | octc | D1
2 | 49 | 74 | M/s. Mapro | Mr. Gajanan |  | 7278402504 | Mahabaleshwar, Satara | 2025-02-06 | 200 | 1 | Delta Connected | LT | Star Connected | Dyn11 | Copper | ONAN | ℅ H. V. variation of +2.5℅ to -5℅ in equal steps of 2.5℅ Off circuit tap changer | 22000/433 | CRGO | 2 | 22000 | 433 | 200KVA,22000/433V,OCTC,CU,LT,OD-OCTC | 50 | 3Phase | octc | D1
2 | 53 | 78 | M/s. A G Electricals | Mr. Amol |  | 9823230236 | Pangari, Tal. Khed, Dist. Pune 410505 | 2025-02-10 | 200 | 1 | Delta Connected | LT | Star Connected | Dyn11 | Copper | ONAN | ℅ H. V. variation of +2.5℅ to -5℅ in equal steps of 2.5℅ Off circuit tap changer | 22000/433 | CRGO | 2 | 22000 | 433 | 200KVA,22000/433V,OCTC,CU,LT,OD-OCTC | 50 | 3Phase | octc | D1
2 | 60 | 85 | Aditya Electrical Services | Bandu Sandbhor | sandbhorpradip@gmail.com | 7820963479 | Bhamboli, Chakan MIDC | 2025-02-13 | 200 | 1 | Delta Connected | LT | Star Connected | Dyn11 | Copper | ONAN | ℅ H. V. variation of +2.5℅ to -5℅ in equal steps of 2.5℅ Off circuit tap changer | 22000/433 | CRGO | 2 | 22000 | 433 | 200KVA,22000/433V,OCTC,CU,LT,OD-OCTC | 50 | 3Phase | octc | D1
2 | 62 | 88 | M/s. Shivam Enterprises | Mr. Kranti |  | 8983709899 | 529 B1, Arun Nagar Society, Nadgaon, Tal. Mahad, Dist. Raigad | 2025-02-20 | 200 | 1 | Delta Connected | LT | Star Connected | Dyn11 | Copper | ONAN | ℅ H. V. variation of +2.5℅ to -5℅ in equal steps of 2.5℅ Off circuit tap changer | 22000/433 | CRGO | 2 | 22000 | 433 |  | 50 | 3Phase | octc | D1
2 | 70 | 96 | M/s. Elight Electricals | Mr. rohan |  | 9823230236 | Sr No. 97/1A/1A/31, B Wing Flat No. 201, Shree Tuljabhavani Co Op HSG Society, Ravet, Pune | 2025-02-27 | 200 | 1 | Delta Connected | LT | Star Connected | Dyn11 | Copper | ONAN | ℅ H. V. variation of +2.5℅ to -5℅ in equal steps of 2.5℅ Off circuit tap changer | 22000/433 | CRGO | 2 | 22000 | 433 | 200KVA,22000/433V,OCTC,CU,LT,OD-OCTC | 50 | 3Phase | octc | D1
2 | 71 | 97 | Aditya Electrical Services | Bandu Sandbhor | sandbhorpradip@gmail.com | 7820963479 | Bhamboli, Chakan MIDC | 2025-02-27 | 200 | 1 | Delta Connected | LT | Star Connected | Dyn11 | Copper | ONAN |  | 22000/433 | CRGO | 2 | 22000 | 433 |  | 50 | 3Phase | octc | D1
2 | 72 | 99 | M/s. Gurudatta Electricals & Electronics | Mr. gaikwad | gurudatta_gaikwad@yahoo.co.in | 9767596000 | A/P. Nira, Tal. Purandar, Dist. Pune 412102 | 2025-02-27 | 200 | 1 | Delta Connected | LT | Star Connected | Dyn11 | Copper | ONAN | ℅ H. V. variation of +2.5℅ to -5℅ in equal steps of 2.5℅ Off circuit tap changer | 22000/433 | CRGO | 2 | 22000 | 433 | 200KVA,22000/433V,OCTC,CU,LT,OD-OCTC | 50 | 3Phase | octc | D1
2 | 73 | 100 | M/s. Ashwini Enterprises | Mr. Sushil Pawar |  | 9922512526 | Ambethan Chowk, Chakan, Tal. Khed, Dist. Pune | 2025-02-27 | 200 | 1 | Delta Connected | LT | Star Connected | Dyn11 | Copper | ONAN | ℅ H. V. variation of +2.5℅ to -5℅ in equal steps of 2.5℅ Off circuit tap changer | 22000/433 | CRGO | 2 | 22000 | 433 | 200KVA,22000/433V,OCTC,CU,LT,OD-OCTC | 50 | 3Phase | octc | D1
2 | 74 | 101 | M/s. Ashwini Enterprises | Mr. Sushil Pawar |  | 9922512526 | Ambethan Chowk, Chakan, Tal. Khed, Dist. Pune | 2025-02-27 | 200 | 1 | Delta Connected | LT | Star Connected | Dyn11 | Copper | ONAN | ℅ H. V. variation of +2.5℅ to -5℅ in equal steps of 2.5℅ Off circuit tap changer | 22000/433 | CRGO | 2 | 22000 | 433 | 200KVA,22000/433V,OCTC,CU,LT,OD-OCTC | 50 | 3Phase | octc | D1
2 | 75 | 102 | M/s. Ashwini Enterprises | Mr. Sushil Pawar | mohan.pawarchakan@gmail.com | 9922512526 | Ambethan Chowk, Chakan, Tal. Khed, Dist. Pune | 2025-02-27 | 200 | 1 | Delta Connected | LT | Star Connected | Dyn11 | Copper | ONAN | ℅ H. V. variation of +2.5℅ to -5℅ in equal steps of 2.5℅ Off circuit tap changer | 22000/433 | CRGO | 2 | 22000 | 433 | 100KVA,22000/433V,NT,CU,LT,OD-NT | 50 | 3Phase | octc | D1
2 | 77 | 104 | M/s. Krushnpingaksh Electricals | Mr. Akshay Totre |  | 8983709899 | Hissa No. 930, Near ZP School, Totre Niwas, Kurwandi Road, Sahane Wasti, Kurwandi, Pune 410512 | 2025-02-27 | 200 | 1 | Delta Connected | LT | Star Connected | Dyn11 | Copper | ONAN | ℅ H. V. variation of +2.5℅ to -5℅ in equal steps of 2.5℅ Off circuit tap changer | 22000/433 | CRGO | 2 | 22000 | 433 | 200KVA,22000/433V,OCTC,CU,LT,OD-OCTC | 50 | 3Phase | octc | D1
2 | 78 | 105 | M/s. Krushnpingaksh Electricals | Mr. Akshay Totre |  | 8983709899 | Hissa No. 930, Near ZP School, Totre Niwas, Kurwandi Road, Sahane Wasti, Kurwandi, Pune 410512 | 2025-02-27 | 200 | 1 | Delta Connected | LT | Star Connected | Dyn11 | Copper | ONAN | ℅ H. V. variation of +2.5℅ to -5℅ in equal steps of 2.5℅ Off circuit tap changer | 22000/433 | CRGO | 2 | 22000 | 433 | 200KVA,22000/433V,OCTC,CU,LT,OD-OCTC | 50 | 3Phase | octc | D1
2 | 80 | 107 | M/s. Shri Bhairavnath Vidyut Kam Audogik Sahakari Sanstha Maryadit | Mr. Abhijeet |  | 9823230236 | A/P. Pabal, Tal. Shirur, Dist. Pune | 2025-02-27 | 200 | 1 | Delta Connected | LT | Star Connected | Dyn11 | Copper | ONAN | ℅ H. V. variation of +2.5℅ to -5℅ in equal steps of 2.5℅ Off circuit tap changer | 22000/433 | CRGO | 2 | 22000 | 433 | 200KVA,22000/433V,OCTC,CU,LT,OD-OCTC | 50 | 3Phase | octc | D1
2 | 84 | 112 | M/s. Power Control & System | Mr. |  | 1234568907 | Harihar Apt., Kumthekar Road, Sadashiv Peth, Pune 411030 | 2025-03-05 | 200 | 1 | Delta Connected | LT | Star Connected | Dyn11 | Copper | ONAN | ℅ H. V. variation of +2.5℅ to -5℅ in equal steps of 2.5℅ Off circuit tap changer | 22000/433 | CRGO | 2 | 22000 | 433 | 200KVA,22000/433V,OCTC,CU,LT,OD-OCTC | 50 | 3Phase | octc | D1
2 | 88 | 116 | M/s. Wagheshwar Enterprises | Mr. Kranti |  | 8983709899 | Property No. 0881, Gokul Nagar, Mandavgaon Pharata, Tal. Shirur, Dist.Pune 412211 | 2025-03-07 | 200 | 1 | Delta Connected | LT | Star Connected | Dyn11 | Copper | ONAN | ℅ H. V. variation of +2.5℅ to -5℅ in equal steps of 2.5℅ Off circuit tap changer | 22000/433 | CRGO | 2 | 22000 | 433 |  | 50 | 3Phase | octc | D1
2 | 93 | 122 | M/s. Dhanraj Electricals | Mr. Dhanraj |  | 9031622424 | Gat No. 214/3, Nighoje, Tal. Khed, Dist. Pune | 2025-03-19 | 200 | 1 | Delta Connected | LT | Star Connected | Dyn11 | Copper | ONAN | ℅ H. V. variation of +2.5℅ to -5℅ in equal steps of 2.5℅ Off circuit tap changer | 22000/433 | CRGO | 2 | 22000 | 433 | 200KVA,22000/433V,OCTC,CU,LT,OD-OCTC | 50 | 3Phase | octc | D1
2 | 103 | 133 | M/s. New Anita Enterprises | Mr. Milind |  | 9852477922 | Pune | 2025-04-01 | 200 | 3 | Delta Connected | LT | Star Connected | Dyn11 | Copper | ONAN | ℅ H. V. variation of +2.5℅ to -5℅ in equal steps of 2.5℅ Off circuit tap changer | 22000/433 | CRGO | 2 | 22000 | 433 | 200KVA,22000/433V,OCTC,CU,LT,OD-OCTC | 50 | 3Phase | octc | D1
2 | 104 | 134 | M/s. Marvel Realtors | Sunil Sonawane |  | 9700002029 | Pune | 2025-04-01 | 200 | 3 | Delta Connected | LT | Star Connected | Dyn11 | Copper | ONAN | ℅ H. V. variation of +2.5℅ to -5℅ in equal steps of 2.5℅ Off circuit tap changer | 22000/433 | CRGO | 2 | 22000 | 433 | 200KVA,22000/433V,OCTC,CU,LT,OD-OCTC | 50 | 3Phase | octc | D1
2 | 105 | 135 | M/s. Paras Electricals | Mr. Phalke | phalke@gmail.com | 1234567890 | Pune | 2025-04-01 | 200 | 1 | Delta Connected | LT | Star Connected | Dyn11 | Copper | ONAN | ℅ H. V. variation of +2.5℅ to -5℅ in equal steps of 2.5℅ Off circuit tap changer | 22000/433 | CRGO | 2 | 22000 | 433 | 200KVA,22000/433V,OCTC,CU,LT,OD-OCTC | 50 | 3Phase | octc | D1
2 | 107 | 139 | M/s. Rohan Electricals | Mr. Donial |  | 8007776321 | Pune | 2025-04-01 | 200 | 3 | Delta Connected | LT | Star Connected | Dyn11 | Copper | ONAN | ℅ H. V. variation of +2.5℅ to -5℅ in equal steps of 2.5℅ Off circuit tap changer | 22000/433 | CRGO | 2 | 22000 | 433 | 200KVA,22000/433V,OCTC,CU,LT,OD-OCTC | 50 | 3Phase | octc | D1
2 | 109 | 142 | M/s. Deore Electericals | Mr. Ajikya |  | 8124989500 | Hinjewadi, Pune | 2025-04-01 | 200 | 3 | Delta Connected | LT | Star Connected | Dyn11 | Copper | ONAN | ℅ H. V. variation of +2.5℅ to -5℅ in equal steps of 2.5℅ Off circuit tap changer | 22000/433 | CRGO | 2 | 22000 | 433 | 200KVA,22000/433V,OCTC,CU,LT,OD-OCTC | 50 | 3Phase | octc | D1
2 | 111 | 145 | M/s. Paras Electricals | Mr. Phalke | phalke@gmail.com | 1234567890 | Pune | 2025-04-02 | 200 | 1 | Delta Connected | LT | Star Connected | Dyn11 | Copper | ONAN | ℅ H. V. variation of +2.5℅ to -5℅ in equal steps of 2.5℅ Off circuit tap changer | 22000/433 | CRGO | 2 | 22000 | 433 | 200KVA,22000/433V,OCTC,CU,LT,OD-OCTC | 50 | 3 | octc | D1
2 | 113 | 147 | M/s. Rohan Enterprises | Rohan | rohan@gmail.com | 8668753910 | Sunlight Apt, Pandav Nagar, Phase 1, Hinjewadi, Pune | 2025-04-02 | 200 | 1 | Delta Connected | LT | Star Connected | Dyn11 | Copper | ONAN | ℅ H. V. variation of +2.5℅ to -5℅ in equal steps of 2.5℅ Off circuit tap changer | 22000/433 | CRGO | 2 | 22000 | 433 |  | 50 | 3 | octc | D1
2 | 114 | 148 | M/s. Namrata Group | Mr. Santosh Jagtap | santosh.jagtap@namratagroup.com | 7878585545 | Pune | 2025-04-03 | 200 | 3 | Delta Connected | LT | Star Connected | Dyn11 | Copper | ONAN | ℅ H. V. variation of +2.5℅ to -5℅ in equal steps of 2.5℅ Off circuit tap changer | 22000/433 | CRGO | 2 | 22000 | 433 | 200KVA,22000/433V,OCTC,CU,LT,OD-OCTC | 50 | 3 | octc | D1
2 | 115 | 149 | M/s. D. K. Electricals | Mr. Prajwal kadam |  | 8983709899 | Pune | 2025-04-03 | 200 | 1 | Delta Connected | LT | Star Connected | Dyn11 | Copper | ONAN | ℅ H. V. variation of +2.5℅ to -5℅ in equal steps of 2.5℅ Off circuit tap changer | 22000/433 | CRGO | 2 | 22000 | 433 | 200KVA,22000/433V,OCTC,CU,LT,OD-OCTC | 50 | 3 | octc | D1
2 | 121 | 156 | M/s. Rohan Enterprises | Rohan | rohan@gmail.com | 8668753910 | Pune | 2025-04-04 | 200 | 3 | Delta Connected | LT | Star Connected | Dyn11 | Copper | ONAN | ℅ H. V. variation of +2.5℅ to -5℅ in equal steps of 2.5℅ Off circuit tap changer | 22000/433 | CRGO | 2 | 22000 | 433 | 200KVA,22000/433V,OCTC,CU,LT,OD-OCTC | 50 | 3 | octc | D1
2 | 136 | 174 | M/s. Harshada Electricals & Suppliers | Rahul Dhone |  | 9823230236 | A/P. Garade, Tal. Purandar, Dist. Pune 412301 | 2025-07-09 | 200 | 1 | Delta Connected | LT | Star Connected | Dyn11 | Copper | ONAN | ℅ H. V. variation of +2.5℅ to -5℅ in equal steps of 2.5℅ Off circuit tap changer | 22000/433 | CRGO | 2 | 22000 | 433 | 200KVA,22000/433V,OCTC,CU,LT,OD-OCTC | 50 | 3 | octc | D1
2 | 140 | 181 | M/s. Tirumala Electrical Engineers & Contractors | Mr. Ramesh Kore |  | 9881135466 | B - 403, Eclectica Homes, Vishwashanti Colony, Lane No. 4, Pimple Saudagar, Pune 411027 | 2025-07-12 | 200 | 1 | Delta Connected | LT | Star Connected | Dyn11 | Copper | ONAN | ℅ H. V. variation of +2.5℅ to -5℅ in equal steps of 2.5℅ Off circuit tap changer | 22000/433 | CRGO | 2 | 22000 | 433 |  | 50 | 3 | octc | D1
2 | 141 | 182 | M/s. Omkar Engineering | Mr. Pravin Bhosale |  | 9921502999 | Pune | 2025-07-12 | 200 | 3 | Delta Connected | LT | Star Connected | Dyn11 | Copper | ONAN | ℅ H. V. variation of +2.5℅ to -5℅ in equal steps of 2.5℅ Off circuit tap changer | 22000/433 | CRGO | 2 | 22000 | 433 |  | 50 | 3 | octc | D1
2 | 142 | 187 | M/s. A G Electricals | Abhijeet Raje |  | 9823230236 | Pangari, Tal. Khed, Dist. Pune 410505 | 2025-07-15 | 200 | 1 | Delta Connected | LT | Star Connected | Dyn11 | Copper | ONAN | ℅ H. V. variation of +2.5℅ to -5℅ in equal steps of 2.5℅ Off circuit tap changer | 22000/433 | CRGO | 2 | 22000 | 433 | 200KVA,22000/433V,OCTC,CU,LT,OD-OCTC | 50 | 3 | octc | D1
2 | 146 | 191 | M/s. Krushnpingaksh Electricals | Mr. Abhijeet Raje |  | 9823230236 | Hissa No. 930, Near ZP School, Totre Niwas, Kurwandi Road, Sahane Wasti, Kurwandi, Pune 410512 | 2025-07-16 | 200 | 1 | Delta Connected | LT | Star Connected | Dyn11 | Copper | ONAN |  | 22000/433 | CRGO | 2 | 22000 | 433 |  | 50 | 3 | octc | D1
2 | 149 | 194 | M/s. Voltech Electricals | Mr. Kranti |  | 8983709899 | Hissa No. 1164, Kedgaon ( Sta ), Tal. Daund, Dist. Pune | 2025-07-16 | 200 | 1 | Delta Connected | LT | Star Connected | Dyn11 | Copper | ONAN | ℅ H. V. variation of +2.5℅ to -5℅ in equal steps of 2.5℅ Off circuit tap changer | 22000/433 | CRGO | 2 | 22000 | 433 | 200KVA,22000/433V,OCTC,CU,LT,OD-OCTC | 50 | 3 | octc | D1
2 | 150 | 195 | M/s. Kanif Electricals And Enterprises | Abhijeet Raje |  | 9823230236 | Sr. No. 313, Ground Floor, Kelagaon Alandi Road, Kelgaon, Pune 412105 | 2025-07-16 | 200 | 1 | Delta Connected | LT | Star Connected | Dyn11 | Copper | ONAN | ℅ H. V. variation of +2.5℅ to -5℅ in equal steps of 2.5℅ Off circuit tap changer | 22000/433 | CRGO | 2 | 22000 | 433 |  | 50 | 3 | octc | D1
2 | 151 | 196 | M/s. Dhanraj Electricals | Mr. Dhanraj |  | 9031622424 | Gat No. 214/3, Nighoje, Tal. Khed, Dist. Pune | 2025-07-17 | 200 | 1 | Delta Connected | LT | Star Connected | Dyn11 | Copper | ONAN | ℅ H. V. variation of +2.5℅ to -5℅ in equal steps of 2.5℅ Off circuit tap changer | 22000/433 | CRGO | 2 | 22000 | 433 | 200KVA,22000/433V,OCTC,CU,LT,OD-OCTC | 50 | 3 | octc | D1
2 | 152 | 197 | M/s. Shobha Agency | Mr. Abhijeet Raje |  | 9823230236 | Flat No. 704, Kundan Heritage, Dapodi, Pune 411003 | 2025-07-17 | 200 | 1 | Delta Connected | LT | Star Connected | Dyn11 | Copper | ONAN | ℅ H. V. variation of +2.5℅ to -5℅ in equal steps of 2.5℅ Off circuit tap changer | 22000/433 | CRGO | 2 | 22000 | 433 |  | 50 | 3 | octc | D1
2 | 153 | 199 | M/s. Electro Mechanics | Mr. Abhijeet Raje |  | 9823230236 | Sr. No. 229/2, Matru Chaya Niwas, Opp. MSEB Office, Pimpri, Pune 411017 | 2025-07-17 | 200 | 1 | Delta Connected | LT | Star Connected | Dyn11 | Copper | ONAN | ℅ H. V. variation of +2.5℅ to -5℅ in equal steps of 2.5℅ Off circuit tap changer | 22000/433 | CRGO | 2 | 22000 | 433 | 200KVA,22000/433V,OCTC,CU,LT,OD-OCTC | 50 | 3 | octc | D1
2 | 160 | 209 | M/s. Shri Sulai Electrical | Mr. Abhijeet Raje |  | 9823230236 | A/P. Tamthare, Tal. Shindkheda, Dist. Dhule 425407 | 2025-07-19 | 200 | 1 | Delta Connected | LT | Star Connected | Dyn11 | Copper | ONAN | ℅ H. V. variation of +2.5℅ to -5℅ in equal steps of 2.5℅ Off circuit tap changer | 22000/433 | CRGO | 2 | 22000 | 433 | 200KVA,22000/433V,OCTC,CU,LT,OD-OCTC | 50 | 3 | octc | D1
2 | 166 | 215 | M/s. Gurudatta Electricals & Electronics | Mr. gaikwad | gurudatta_gaikwad@yahoo.co.in | 9767596000 | A/P. Nira, Tal. Purandar, Dist. Pune 412102 | 2025-07-19 | 200 | 1 | Delta Connected | LT | Star Connected | Dyn11 | Copper | ONAN | ℅ H. V. variation of +2.5℅ to -5℅ in equal steps of 2.5℅ Off circuit tap changer | 22000/433 | CRGO | 2 | 22000 | 433 | 200KVA,22000/433V,OCTC,CU,LT,OD-OCTC | 50 | 3 | octc | D1
2 | 167 | 216 | M/s. Omkar Ramesh Karnavar | Mr. Krantikumar Desai |  | 8983709899 | 1, 2000, Malhar Kunj Niwas, Old Phaltan Road, Lonand, Tal. Khandala, Dist. Satara | 2025-07-21 | 200 | 1 | Delta Connected | LT | Star Connected | Dyn11 | Copper | ONAN | ℅ H. V. variation of +2.5℅ to -5℅ in equal steps of 2.5℅ Off circuit tap changer | 22000/433 | CRGO | 2 | 22000 | 433 | 200KVA,22000/433V,OCTC,CU,LT,OD-OCTC | 50 | 3 | octc | D1
2 | 168 | 217 | M/s. Omkar Ramesh Karnavar | Mr. Krantikumar Desai |  | 8983709899 | 1, 2000, Malhar Kunj Niwas, Old Phaltan Road, Lonand, Tal. Khandala, Dist. Satara | 2025-07-21 | 200 | 1 | Delta Connected | LT | Star Connected | Dyn11 | Copper | ONAN | ℅ H. V. variation of +2.5℅ to -5℅ in equal steps of 2.5℅ Off circuit tap changer | 22000/433 | CRGO | 2 | 22000 | 433 | 200KVA,22000/433V,OCTC,CU,LT,OD-OCTC | 50 | 3 | octc | D1
2 | 169 | 218 | M/s. Ved Power Systems | Mr. Abhijeet Raje |  | 9823230236 | Sr. No. 72, New Sangvi, Near Sai Chowk, Pune | 2025-07-21 | 200 | 1 | Delta Connected | LT | Star Connected | Dyn11 | Copper | ONAN | ℅ H. V. variation of +2.5℅ to -5℅ in equal steps of 2.5℅ Off circuit tap changer | 22000/433 | CRGO | 2 | 22000 | 433 | 200KVA,22000/433V,OCTC,CU,LT,OD-OCTC | 50 | 3 | octc | D1
2 | 177 | 226 | M/s. Megatron Electricals | Mr. Abhijeet Raje |  | 9823230236 | House No. 469/3, Patkhal, Tal. Satara, Dist. Satara | 2025-07-23 | 200 | 1 | Delta Connected | LT | Star Connected | Dyn11 | Copper | ONAN | ℅ H. V. variation of +2.5℅ to -5℅ in equal steps of 2.5℅ Off circuit tap changer | 22000/433 | CRGO | 2 | 22000 | 433 |  | 50 | 3 | octc | D1
2 | 180 | 231 | M/s. Sai Anand Enterprises | Mr. Abhijeet Raje |  | 8983709899 | Sr. No. 80/2, Gurudatta Nagar, Warale, Tal. Maval, Dist. Pune | 2025-07-24 | 200 | 1 | Delta Connected | LT | Star Connected | Dyn11 | Copper | ONAN | ℅ H. V. variation of +2.5℅ to -5℅ in equal steps of 2.5℅ Off circuit tap changer | 22000/433 | CRGO | 2 | 22000 | 433 |  | 50 | 3 | octc | D1
2 | 184 | 236 | M/s. Harshada Electricals & Suppliers | Rahul Dhone |  | 9823230236 | A/P. Garade, Tal. Purandar, Dist. Pune 412301 | 2025-07-26 | 200 | 1 | Delta Connected | LT | Star Connected | Dyn11 | Copper | ONAN | ℅ H. V. variation of +2.5℅ to -5℅ in equal steps of 2.5℅ Off circuit tap changer | 22000/433 | CRGO | 2 | 22000 | 433 | 200KVA,22000/433V,OCTC,CU,LT,OD-OCTC | 50 | 3 | octc | D1
2 | 190 | 244 | M/s. Star Rewinders & Electricals | Mr. Krantikumar Desai | starkokan@gmail.com | 8983709899 | More Complex, Roha Kolad Road, A/P. Dhatav, Tal. Roha, Dist. Raigad | 2025-08-01 | 200 | 1 | Delta Connected | LT | Star Connected | Dyn11 | Copper | ONAN | ℅ H. V. variation of +2.5℅ to -5℅ in equal steps of 2.5℅ Off circuit tap changer | 22000/433 | CRGO | 2 | 22000 | 433 | 200KVA,22000/433V,OCTC,CU,LT,OD-OCTC | 50 | 3 | octc | D1
2 | 197 | 253 | M/s. Shree Sayapa Electrical Raigad | Mr. Krantikumar Desai |  | 8983709899 | House No. 574, Kalanagar, A/P. Indapur, Tal. Goregaon, Dist. Raigad 402103 | 2025-08-04 | 200 | 1 | Delta Connected | LT | Star Connected | Dyn11 | Copper | ONAN | ℅ H. V. variation of +2.5℅ to -5℅ in equal steps of 2.5℅ Off circuit tap changer | 22000/433 | CRGO | 2 | 22000 | 433 | 200KVA,22000/433V,OCTC,CU,LT,OD-OCTC | 50 | 3 | octc | D1
2 | 198 | 254 | M/s. A to Z Power Solution | Mr. Dhanajay Jawai |  | 9730012485 | 6th Floor, B - 603, Sr. No. 26/1, 27/3, 27/4 & 27/5, Riddhi Siddhi Towers, Chrohli Phata, Chovisawadi, Pune | 2025-08-04 | 200 | 1 | Delta Connected | LT | Star Connected | Dyn11 | Copper | ONAN | ℅ H. V. variation of +2.5℅ to -5℅ in equal steps of 2.5℅ Off circuit tap changer | 22000/433 | CRGO | 2 | 22000 | 433 | 315KVA,22000/433V,OCTC,CU,LT,OD-OCTC | 50 | 3 | octc | D1
2 | 200 | 256 | M/s. Transpower Engineers And Corporation | Mr. Abhijeet Raje |  | 9823230236 | Gat No. 88, Bhose, Chakan Shikrapur Road, Near Bio Gas Pump, Dattawadi, Village. Shelgaon, Pune 410501 | 2025-08-04 | 200 | 1 | Delta Connected | LT | Star Connected | Dyn11 | Copper | ONAN | ℅ H. V. variation of +2.5℅ to -5℅ in equal steps of 2.5℅ Off circuit tap changer | 22000/433 | CRGO | 2 | 22000 | 433 | 200KVA,22000/433V,OCTC,CU,LT,OD-OCTC | 50 | 3 | octc | D1
2 | 205 | 261 | M/s. Shivam Enterprises | Mr. Krantikumar Desai |  | 8983709899 | 529 B1, Arun Nagar Society, Nadgaon, Tal. Mahad, Dist. Raigad | 2025-08-05 | 200 | 1 | Delta Connected | LT | Star Connected | Dyn11 | Copper | ONAN | ℅ H. V. variation of +2.5℅ to -5℅ in equal steps of 2.5℅ Off circuit tap changer | 22000/433 | CRGO | 2 | 22000 | 433 | 200KVA,22000/433V,OCTC,CU,LT,OD-OCTC | 50 | 3 | octc | D1
2 | 213 | 269 | M/s. Shobha Agency | Mr. Abhijeet Raje |  | 9823230236 | Flat No. 704, Kundan Heritage, Dapodi, Pune 411003 | 2025-08-07 | 200 | 1 | Delta Connected | LT | Star Connected | Dyn11 | Copper | ONAN | ℅ H. V. variation of +2.5℅ to -5℅ in equal steps of 2.5℅ Off circuit tap changer | 22000/433 | CRGO | 2 | 22000 | 433 |  | 50 | 3 | octc | D1
2 | 219 | 277 | M/s. Shree Sai Sales & Services | Mr. Kratikumar Desai |  | 8983709899 | In Front Of Kanya Vidyalaya, Pune-Nashik Road, Nanekarwadi, Chakan, Tal. Khed, Dist. Pune 410501 | 2025-08-11 | 200 | 1 | Delta Connected | LT | Star Connected | Dyn11 | Copper | ONAN | ℅ H. V. variation of +2.5℅ to -5℅ in equal steps of 2.5℅ Off circuit tap changer | 22000/433 | CRGO | 2 | 22000 | 433 | 200KVA,22000/433V,OCTC,CU,LT,OD-OCTC | 50 | 3 | octc | D1
2 | 220 | 278 | M/s. Rupesh Electricals | Mr. Abhijeet |  | 9823230236 | Sector No. 07, Plot no 241, Second floor PCNTDA, MIDC Bhosari, Pune 411026 | 2025-08-11 | 200 | 1 | Delta Connected | LT | Star Connected | Dyn11 | Copper | ONAN | ℅ H. V. variation of +2.5℅ to -5℅ in equal steps of 2.5℅ Off circuit tap changer | 22000/433 | CRGO | 2 | 22000 | 433 | 200KVA,22000/433V,OCTC,CU,LT,OD-OCTC | 50 | 3 | octc | D1
2 | 221 | 279 | M/s. Ved Power Systems | Mr. Abhijeet Raje |  | 9823230236 | Sr. No. 72, New Sangvi, Near Sai Chowk, Pune | 2025-08-11 | 200 | 1 | Delta Connected | LT | Star Connected | Dyn11 | Copper | ONAN | ℅ H. V. variation of +2.5℅ to -5℅ in equal steps of 2.5℅ Off circuit tap changer | 22000/433 | CRGO | 2 | 22000 | 433 | 200KVA,22000/433V,OCTC,CU,LT,OD-OCTC | 50 | 3 | octc | D1
2 | 227 | 292 | M/s. Delta Engineers | Krantikumar Desai |  | 8983709899 | Shri Nagar, Shop No. C4, Near D. ED College, Kailash Nagar, Nanded 431605 | 2025-08-16 | 200 | 1 | Delta Connected | LT | Star Connected | Dyn11 | Copper | ONAN | ℅ H. V. variation of +2.5℅ to -5℅ in equal steps of 2.5℅ Off circuit tap changer | 22000/433 | CRGO | 2 | 22000 | 433 | 200KVA,22000/433V,OCTC,CU,LT,OD-OCTC | 50 | 3 | octc | D1
2 | 228 | 297 | M/s. Aditya Electricals Services | Mr. Abhjeet |  | 9823230236 | Shop No. 111, Maruti Market, Tinhewadi Road, Rajgurunagar, Tal. Khed, Dist. Pune | 2025-08-16 | 200 | 1 | Delta Connected | LT | Star Connected | Dyn11 | Copper | ONAN | ℅ H. V. variation of +2.5℅ to -5℅ in equal steps of 2.5℅ Off circuit tap changer | 22000/433 | CRGO | 2 | 22000 | 433 | 200KVA,22000/433V,OCTC,CU,LT,OD-OCTC | 50 | 3 | octc | D1
2 | 229 | 298 | M/s. Shreenath Technology | Mr. Tamhare | staticelectricalspune@rediffmail.com | 9232511563 | Pune | 2025-08-16 | 200 | 1 | Delta Connected | LT | Star Connected | Dyn11 | Copper | ONAN | ℅ H. V. variation of +2.5℅ to -5℅ in equal steps of 2.5℅ Off circuit tap changer | 22000/433 | CRGO | 2 | 22000 | 433 | 200KVA,22000/433V,OCTC,CU,LT,OD-OCTC | 50 | 3 | octc | D1
2 | 233 | 302 | M/s. Shreenath Technology | Mr. Tamhare | staticelectricalspune@rediffmail.com | 9673269553 | A/P. Pur, Kanersar, Tal. Khed, Dist. Pune 412402 | 2025-08-18 | 200 | 1 | Delta Connected | LT | Star Connected | Dyn11 | Copper | ONAN | ℅ H. V. variation of +2.5℅ to -5℅ in equal steps of 2.5℅ Off circuit tap changer | 22000/433 | CRGO | 2 | 22000 | 433 | 200KVA,22000/433V,OCTC,CU,LT,OD-OCTC | 50 | 3 | octc | D1
2 | 234 | 303 | M/s. System Electrical Works | Mr. Abhijeet Raje |  | 9823230236 | Golden Empire, B-Wing, Flat No. 202, Sr. No. 178, Plot No. 316, 317, 318, Phursungi, Pune 412308 | 2025-08-19 | 200 | 1 | Delta Connected | LT | Star Connected | Dyn11 | Copper | ONAN | ℅ H. V. variation of +2.5℅ to -5℅ in equal steps of 2.5℅ Off circuit tap changer | 22000/433 | CRGO | 2 | 22000 | 433 |  | 50 | 3 | octc | D1
2 | 240 | 309 | M/s. Krushnpingaksh Electricals | Mr. Akshay Totre |  | 8983709899 | Hissa No. 930, Near ZP School, Totre Niwas, Kurwandi Road, Sahane Wasti, Kurwandi, Pune 410512 | 2025-08-25 | 200 | 1 | Delta Connected | LT | Star Connected | Dyn11 | Copper | ONAN | ℅ H. V. variation of +2.5℅ to -5℅ in equal steps of 2.5℅ Off circuit tap changer | 22000/433 | CRGO | 2 | 22000 | 433 | 200KVA,22000/433V,OCTC,CU,LT,OD-OCTC | 50 | 3 | octc | D1
2 | 241 | 310 | M/s. S K Enterprises | Mr. Kranti Desai |  | 8983709899 | A/P. Shirwal, Tal. Khandala, Dist. Satara | 2025-08-26 | 200 | 1 | Delta Connected | LT | Star Connected | Dyn11 | Copper | ONAN | ℅ H. V. variation of +2.5℅ to -5℅ in equal steps of 2.5℅ Off circuit tap changer | 22000/433 | CRGO | 2 | 22000 | 433 | 200KVA,22000/433V,OCTC,CU,LT,OD-OCTC | 50 | 3 | octc | D1
2 | 242 | 311 | M/s. S K Enterprises | Mr. Kranti Desai |  | 8983709899 | A/P. Shirwal, Tal. Khandala, Dist. Satara | 2025-08-26 | 200 | 1 | Delta Connected | LT | Star Connected | Dyn11 | Copper | ONAN | ℅ H. V. variation of +2.5℅ to -5℅ in equal steps of 2.5℅ Off circuit tap changer | 22000/433 | CRGO | 2 | 22000 | 433 | 200KVA,22000/433V,OCTC,CU,LT,OD-OCTC | 50 | 3 | octc | D1
2 | 248 | 319 | M/s. Maxine Electrical Engineering Pvt. Ltd. | Sunil Sir |  | 8421777445 | Shop No. 8, Sr. No. 55, Plot No. 78, "Poorva Arcade", Gokul Nagar, Dhanori Road, Pune 411015 | 2025-09-01 | 200 | 2 | Delta Connected | LT | Star Connected | Dyn11 | Copper | ONAN | ℅ H. V. variation of +2.5℅ to -5℅ in equal steps of 2.5℅ Off circuit tap changer | 22000/433 | CRGO | 2 | 22000 | 433 | 200KVA,22000/433V,OCTC,CU,LT,OD-OCTC | 50 | 3 | octc | D1
2 | 254 | 326 | M/s. Nilesh Electrical | Mr. Krantikumar Desai |  | 8983709899 | 535, Near Union Bank, Kawasji Street, A/P. Mahabaleshwar, Tal. Mahabaleshwar, Dist. Satara 412806 | 2025-09-09 | 200 | 1 | Delta Connected | LT | Star Connected | Dyn11 | Copper | ONAN | ℅ H. V. variation of +2.5℅ to -5℅ in equal steps of 2.5℅ Off circuit tap changer | 22000/433 | CRGO | 2 | 22000 | 433 | 200KVA,22000/433V,OCTC,CU,LT,OD-OCTC | 50 | 3 | octc | D1
2 | 255 | 327 | M/s. Transpower Engineers And Corporation | Mr. Abhijeet Raje |  | 9823230236 | Gat No. 88, Bhose, Chakan Shikrapur Road, Near Bio Gas Pump, Dattawadi, Village. Shelgaon, Pune 410501 | 2025-09-10 | 200 | 1 | Delta Connected | LT | Star Connected | Dyn11 | Copper | ONAN | ℅ H. V. variation of +2.5℅ to -5℅ in equal steps of 2.5℅ Off circuit tap changer | 22000/433 | CRGO | 2 | 22000 | 433 | 200KVA,22000/433V,OCTC,CU,LT,OD-OCTC | 50 | 3 | octc | D1
2 | 256 | 328 | M/s. Transpower Engineers And Corporation | Mr. Abhijeet Raje |  | 9823230236 | Gat No. 88, Bhose, Chakan Shikrapur Road, Near Bio Gas Pump, Dattawadi, Village. Shelgaon, Pune 410501 | 2025-09-10 | 200 | 1 | Delta Connected | LT | Star Connected | Dyn11 | Copper | ONAN | ℅ H. V. variation of +2.5℅ to -5℅ in equal steps of 2.5℅ Off circuit tap changer | 22000/433 | CRGO | 2 | 22000 | 433 | 200KVA,22000/433V,OCTC,CU,LT,OD-OCTC | 50 | 3 | octc | D1
2 | 258 | 330 | M/s. P R Jagtap Electricals | Mr. Abhijeet Raje |  | 9823230236 | A/P. Rajewadi, Saswad, Tal. Purandar, Dist. Pune 412104 | 2025-09-10 | 200 | 1 | Delta Connected | LT | Star Connected | Dyn11 | Copper | ONAN | ℅ H. V. variation of +2.5℅ to -5℅ in equal steps of 2.5℅ Off circuit tap changer | 22000/433 | CRGO | 2 | 22000 | 433 | 200KVA,22000/433V,OCTC,CU,LT,OD-OCTC | 50 | 3 | octc | D1
2 | 264 | 339 | M/s. Shiv Engineering Industrial Solution | Mr. Abhijeet Raje |  | 9823230236 | Milkat No. 42, Near Grampanchayat, Shekhmirewadi, Tal. Khandala, Dist. Satara, 415526 | 2025-09-11 | 200 | 1 | Delta Connected | LT | Star Connected | Dyn11 | Copper | ONAN | ℅ H. V. variation of +2.5℅ to -5℅ in equal steps of 2.5℅ Off circuit tap changer | 22000/433 | CRGO | 2 | 22000 | 433 | 200KVA,22000/433V,OCTC,CU,LT,OD-OCTC | 50 | 3 | octc | D1
2 | 267 | 342 | M/s. Gurudatta Electricals & Electronics | Mr. Abhijeet Raje | gurudatta_gaikwad@yahoo.co.in | 9823230236 | A/P. Nira, Tal. Purandar, Dist. Pune 412102 | 2025-09-12 | 200 | 1 | Delta Connected | LT | Star Connected | Dyn11 | Copper | ONAN | ℅ H. V. variation of +2.5℅ to -5℅ in equal steps of 2.5℅ Off circuit tap changer | 22000/433 | CRGO | 2 | 22000 | 433 | 200KVA,22000/433V,OCTC,CU,LT,OD-OCTC | 50 | 3 | octc | D1
2 | 268 | 343 | M/s. S S Enterprises | Mr. Krantikumar Desai |  | 8983709899 | Survey No. 26, Plot No. 4 & 5, Flat No. G/03, Ameya Niwas Co-Op Housing Society, Anand Nagar, Talegaon Chakan Road, Talegaon MIDC, Pune 410507 | 2025-09-13 | 200 | 1 | Delta Connected | LT | Star Connected | Dyn11 | Copper | ONAN | ℅ H. V. variation of +2.5℅ to -5℅ in equal steps of 2.5℅ Off circuit tap changer | 22000/433 | CRGO | 2 | 22000 | 433 | 200KVA,22000/433V,OCTC,CU,LT,OD-OCTC | 50 | 3 | octc | D1
2 | 269 | 344 | M/s. Tirumala Electrical Engineers & Contractors | Mr. Abhijeet Raje |  | 9823230236 | B-403, Eclectica Homes, Vishwashanti Colony, Lane No. 4, Pimple Saudagar, Pune 411027 | 2025-09-15 | 200 | 1 | Delta Connected | LT | Star Connected | Dyn11 | Copper | ONAN | ℅ H. V. variation of +2.5℅ to -5℅ in equal steps of 2.5℅ Off circuit tap changer | 22000/433 | CRGO | 2 | 22000 | 433 |  | 50 | 3 | octc | D1
2 | 271 | 346 | M/s. Krushnpingaksh Electricals | Mr. Abhijeet Raje |  | 9823230236 | Hissa No. 930, Near ZP School, Totre Niwas, Kurwandi Road, Sahane Wasti, Kurwandi, Pune 410512 | 2025-09-17 | 200 | 1 | Delta Connected | LT | Star Connected | Dyn11 | Copper | ONAN | ℅ H. V. variation of +2.5℅ to -5℅ in equal steps of 2.5℅ Off circuit tap changer | 22000/433 | CRGO | 2 | 22000 | 433 | 200KVA,22000/433V,OCTC,CU,LT,OD-OCTC | 50 | 3 | octc | D1
2 | 272 | 347 | M/s. Ghadage Electricals & Contractor | Mr. Krantikumar Desai |  | 8983709899 | Dwarka Sector 1A, Mahalunge, Chakan, Tal. Khed, Dist. Pune 410501 | 2025-09-17 | 200 | 1 | Delta Connected | LT | Star Connected | Dyn11 | Copper | ONAN | ℅ H. V. variation of +2.5℅ to -5℅ in equal steps of 2.5℅ Off circuit tap changer | 22000/433 | CRGO | 2 | 22000 | 433 | 200KVA,22000/433V,OCTC,CU,LT,OD-OCTC | 50 | 3 | octc | D1
2 | 278 | 356 | M/s. Aditya Electrical Services | Mr. Abhjeet Raje |  | 9823230236 | Shop No. 111, Maruti Market, Tinhewadi Road, Rajgurunagar, Tal. Khed, Dist. Pune | 2025-09-18 | 200 | 1 | Delta Connected | LT | Star Connected | Dyn11 | Copper | ONAN | ℅ H. V. variation of +2.5℅ to -5℅ in equal steps of 2.5℅ Off circuit tap changer | 22000/433 | CRGO | 2 | 22000 | 433 |  | 50 | 3 | octc | D1
2 | 281 | 361 | Shri. Mukund Rajaram Khengare | Mr. Krantikumar Desai |  | 8983709899 | House No. 372, Dhondabai Nivas, Kothurne, Shivali, Maval, Pune 410406 | 2025-09-29 | 200 | 1 | Delta Connected | LT | Star Connected | Dyn11 | Copper | ONAN | ℅ H. V. variation of +2.5℅ to -5℅ in equal steps of 2.5℅ Off circuit tap changer | 22000/433 | CRGO | 2 | 22000 | 433 | 200KVA,22000/433V,OCTC,CU,LT,OD-OCTC | 50 | 3 | octc | D1
2 | 283 | 363 | M/s. Dhanraj Electrical Technology | Mr. Abhijeet Raje |  | 9823230236 | Gat No. 407/1, Near Yelwadi Kaman, Yelwadi, Tal. Khed, Dist. Pune 410501 | 2025-09-29 | 200 | 1 | Delta Connected | LT | Star Connected | Dyn11 | Copper | ONAN | ℅ H. V. variation of +2.5℅ to -5℅ in equal steps of 2.5℅ Off circuit tap changer | 22000/433 | CRGO | 2 | 22000 | 433 | 200KVA,22000/433V,OCTC,CU,LT,OD-OCTC | 50 | 3 | octc | D1
2 | 284 | 365 | M/s. Malghe Etectricals Engineers Pvt. Ltd. | Mr. Abhijeet Raje |  | 9823230236 | Second Floor, Gat No. 2441/1, Galav Heights, Pune-Nashik Road, Ambethan Chowk Bus Stop, Nagarparishad Rajgurunagar, Chakan, pune 41050l | 2025-09-30 | 200 | 1 | Delta Connected | LT | Star Connected | Dyn11 | Copper | ONAN | ℅ H. V. variation of +2.5℅ to -5℅ in equal steps of 2.5℅ Off circuit tap changer | 22000/433 | CRGO | 2 | 22000 | 433 | 200KVA,22000/433V,OCTC,CU,LT,OD-OCTC | 50 | 3 | octc | D1
2 | 285 | 366 | M/s. Gurudatta Electricals & Electronics | Mr. Abhijeet Raje | gurudatta_gaikwad@yahoo.co.in | 9823230236 | A/P. Nira, Tal. Purandar, Dist. Pune 412102 | 2025-09-30 | 200 | 1 | Delta Connected | HT | Star Connected | Dyn11 | Copper | ONAN | ℅ H. V. variation of +2.5℅ to -5℅ in equal steps of 2.5℅ Off circuit tap changer | 22000/433 | CRGO | 2 | 22000 | 433 | 200KVA,22000/433V,OCTC,CU,LT,OD-OCTC | 50 | 3 | octc | D1
2 | 297 | 380 | M/s. Giitai Buildcon Private Limited | Mr. Abhijeet Raje |  | 9823230236 | 1315/1341, Chokhidhani Road, Wagholi, Pune 412207 | 2025-10-14 | 200 | 1 | Delta Connected | LT | Star Connected | Dyn11 | Copper | ONAN | ℅ H. V. variation of +2.5℅ to -5℅ in equal steps of 2.5℅ Off circuit tap changer | 22000/433 | CRGO | 2 | 22000 | 433 | 200KVA,22000/433V,OCTC,CU,LT,OD-OCTC | 50 | 3 | octc | D1
2 | 301 | 385 | M/s. Omkar Ramesh Karnavar | Mr. Krantikumar Desai |  | 8983709899 | 1, 2000, Malhar Kunj Niwas, Old Phaltan Road, Lonand, Tal. Khandala, Dist. Satara | 2025-10-15 | 200 | 1 | Delta Connected | LT | Star Connected | Dyn11 | Copper | ONAN | ℅ H. V. variation of +2.5℅ to -5℅ in equal steps of 2.5℅ Off circuit tap changer | 22000/433 | CRGO | 2 | 22000 | 433 | 200KVA,22000/433V,OCTC,CU,LT,OD-OCTC | 50 | 3 | octc | D1
2 | 302 | 386 | Shri. Nilesh uddhav Borate | Mr. Abhijeet Raje |  | 9823230236 | Gat No. 52, Shivaji Wadi, Moshi, PCMC, Pune 411035 | 2025-10-15 | 200 | 1 | Delta Connected | LT | Star Connected | Dyn11 | Copper | ONAN | ℅ H. V. variation of +2.5℅ to -5℅ in equal steps of 2.5℅ Off circuit tap changer | 22000/433 | CRGO | 2 | 22000 | 433 |  | 50 | 3 | octc | D1
2 | 304 | 390 | M/s. Balkrishna Electricals | Mr. Rohan |  | 8421777445 | 59, At. Thugaon, Tal. Maval, Dist. Pune 410506 | 2025-10-27 | 200 | 1 | Delta Connected | LT | Star Connected | Dyn11 | Copper | ONAN | ℅ H. V. variation of +2.5℅ to -5℅ in equal steps of 2.5℅ Off circuit tap changer | 22000/433 | CRGO | 2 | 22000 | 433 | 200KVA,22000/433V,OCTC,CU,LT,OD-OCTC | 50 | 3 | octc | D1
2 | 309 | 395 | M/s. Shravan Electrical | Mr. Krantikumar Desai |  | 8983709899 | Room No. 305, 3rd Floor, At. Kesari Aangan Society, Kakartale, Near Butala Hall, Tal. Mahad, Dist. Raigad 402301 | 2025-10-28 | 200 | 1 | Delta Connected | LT | Star Connected | Dyn11 | Copper | ONAN | ℅ H. V. variation of +2.5℅ to -5℅ in equal steps of 2.5℅ Off circuit tap changer | 22000/433 | CRGO | 2 | 22000 | 433 | 200KVA,22000/433V,OCTC,CU,LT,OD-OCTC | 50 | 3 | octc | D1
2 | 314 | 400 | M/s. Vinayak Engineering Company | Mr. Krantikumar Desai |  | 8983709899 | Plot No. 12, Sr. No. 144/3, Mauli Park, Tasgaon Road, Karvenaka, Karad, Tal. Karad, Dist. Satara 415110 | 2025-10-30 | 200 | 1 | Delta Connected | HT | Star Connected | Dyn11 | Copper | ONAN | ℅ H. V. variation of +2.5℅ to -5℅ in equal steps of 2.5℅ Off circuit tap changer | 22000/433 | CRGO | 2 | 22000 | 433 |  | 50 | 3 | octc | D1
2 | 316 | 402 | M/s. Elight Electricals | Mr. Abhijeet Raje |  | 9823230236 | Sr No. 97/1A/1A/31, B Wing Flat No. 201, Shree Tuljabhavani Co Op HSG Society, Ravet, Pune | 2025-10-31 | 200 | 1 | Delta Connected | LT | Star Connected | Dyn11 | Copper | ONAN | ℅ H. V. variation of +2.5℅ to -5℅ in equal steps of 2.5℅ Off circuit tap changer | 22000/433 | CRGO | 2 | 22000 | 433 | 200KVA,22000/433V,OCTC,CU,LT,OD-OCTC | 50 | 3 | octc | D1
2 | 323 | 410 | M/s. Empower Electricals | Mr. Abhijeet Raje |  | 9823230236 | House No. 4650, Vardhaman Nagar, Ichalkaranji Road, Rukadi, Kolhapur, 416118 | 2025-11-03 | 200 | 1 | Delta Connected | LT | Star Connected | Dyn11 | Copper | ONAN | ℅ H. V. variation of +2.5℅ to -5℅ in equal steps of 2.5℅ Off circuit tap changer | 22000/433 | CRGO | 2 | 22000 | 433 | 200KVA,22000/433V,OCTC,CU,LT,OD-OCTC | 50 | 3 | octc | D1
2 | 328 | 416 | M/s. PARC Robotic Systems Private Limited | Mr. Krantikumar Desai |  | 8983709899 | Phase 4, Plot No. PAP-A-9/2, Chakan Industrial Area, Nighoje, Tal. Khed, Dist. Pune 410501 | 2025-11-04 | 200 | 1 | Delta Connected | LT | Star Connected | Dyn11 | Copper | ONAN | ℅ H. V. variation of +2.5℅ to -5℅ in equal steps of 2.5℅ Off circuit tap changer | 22000/433 | CRGO | 2 | 22000 | 433 | 200KVA,22000/433V,OCTC,CU,LT,OD-OCTC | 50 | 3 | octc | D1
2 | 330 | 418 | M/s. SARV Industries | Mr. Krantikumar Desai |  | 8983709899 | Gat No. 1325, Talawade - Chikhali Road, Near Trimurti Weigh Bridge, Sonwane Wasti, Chikhali, Pune 411062 | 2025-11-05 | 200 | 1 | Delta Connected | LT | Star Connected | Dyn11 | Copper | ONAN | ℅ H. V. variation of +2.5℅ to -5℅ in equal steps of 2.5℅ Off circuit tap changer | 22000/433 | CRGO | 2 | 22000 | 433 | 200KVA,22000/433V,OCTC,CU,LT,OD-OCTC | 50 | 3 | octc | D1
2 | 331 | 419 | M/s. Varsha Power Solutions | Mr. Krantikumar Desai |  | 8983709899 | Gat No. 391, Shinde Wasti, Near Hanuman Mandir, SOL MD 69, Dairy Pandharewadi, Pandharewadi, Tal. Pandharpur, Dist. Solapur 413304 | 2025-11-06 | 200 | 1 | Delta Connected | LT | Star Connected | Dyn11 | Copper | ONAN | ℅ H. V. variation of +2.5℅ to -5℅ in equal steps of 2.5℅ Off circuit tap changer | 22000/433 | CRGO | 2 | 22000 | 433 | 200KVA,22000/433V,OCTC,CU,LT,OD-OCTC | 50 | 3 | octc | D1
2 | 333 | 421 | M/s. Ashirwad Engineering Corporation | Mr. Abhijeet |  | 9823230236 | 2, D-201, Suvarna Rekha Apt., Near Farm Navashya Maruti Turn, Sinhagad Road, Pune 411030 | 2025-11-07 | 200 | 1 | Delta Connected | LT | Star Connected | Dyn11 | Copper | ONAN | ℅ H. V. variation of +2.5℅ to -5℅ in equal steps of 2.5℅ Off circuit tap changer | 22000/433 | CRGO | 2 | 22000 | 433 | 200KVA,22000/433V,OCTC,CU,LT,OD-OCTC | 50 | 3 | octc | D1
2 | 336 | 424 | M/s. Gurudatta Electricals & Electronics | Mr. Abhijeet Raje | gurudatta_gaikwad@yahoo.co.in | 9823230236 | A/P. Nira, Tal. Purandar, Dist. Pune 412102 | 2025-11-07 | 200 | 1 | Delta Connected | LT | Star Connected | Dyn11 | Copper | ONAN | ℅ H. V. variation of +2.5℅ to -5℅ in equal steps of 2.5℅ Off circuit tap changer | 22000/433 | CRGO | 2 | 22000 | 433 | 200KVA,22000/433V,OCTC,CU,LT,OD-OCTC | 50 | 3 | octc | D1
2 | 338 | 427 | M/s. Delta Engineers | Mr. Krantikumar Desai |  | 8983709899 | Shri Nagar, Shop No. C4, Near D. ED College, Kailash Nagar, Nanded 431605 | 2025-11-07 | 200 | 1 | Delta Connected | LT | Star Connected | Dyn11 | Copper | ONAN | ℅ H. V. variation of +2.5℅ to -5℅ in equal steps of 2.5℅ Off circuit tap changer | 22000/433 | CRGO | 2 | 22000 | 433 | 200KVA,22000/433V,OCTC,CU,LT,OD-OCTC | 50 | 3 | octc | D1
2 | 339 | 428 | M/s. Aditya Electrical Services | Mr. Abhjeet Raje |  | 9823230236 | Shop No. 111, Maruti Market, Tinhewadi Road, Rajgurunagar, Tal. Khed, Dist. Pune | 2025-11-08 | 200 | 1 | Delta Connected | LT | Star Connected | Dyn11 | Copper | ONAN | ℅ H. V. variation of +2.5℅ to -5℅ in equal steps of 2.5℅ Off circuit tap changer | 22000/433 | CRGO | 2 | 22000 | 433 | 200KVA,22000/433V,OCTC,CU,LT,OD-OCTC | 50 | 3 | octc | D1
2 | 340 | 429 | M/s. Aditya Electrical Services | Mr. Abhjeet Raje |  | 9823230236 | Shop No. 111, Maruti Market, Tinhewadi Road, Rajgurunagar, Tal. Khed, Dist. Pune | 2025-11-08 | 200 | 1 | Delta Connected | LT | Star Connected | Dyn11 | Copper | ONAN | ℅ H. V. variation of +2.5℅ to -5℅ in equal steps of 2.5℅ Off circuit tap changer | 22000/433 | CRGO | 2 | 22000 | 433 |  | 50 | 3 | octc | D1
2 | 341 | 430 | M/s. Savdekar Electricals & Enterprises | Mr. Abhijeet Raje |  | 9823230236 | Ground Floor, Flat No. 5 H 379, Chavan Darshan Society, Bara Bunglow Road, Near Indrayani Bridge, Nangargaon, Lonavala, Pune 410401 | 2025-11-08 | 200 | 1 | Delta Connected | LT | Star Connected | Dyn11 | Copper | ONAN | ℅ H. V. variation of +2.5℅ to -5℅ in equal steps of 2.5℅ Off circuit tap changer | 22000/433 | CRGO | 2 | 22000 | 433 | 200KVA,22000/433V,OCTC,CU,LT,OD-OCTC | 50 | 3 | octc | D1
2 | 343 | 432 | M/s. Delta Engineers | Mr. Krantikumar Desai |  | 8983709899 | Shri Nagar, Shop No. C4, Near D. ED College, Kailash Nagar, Nanded 431605 | 2025-11-08 | 200 | 1 | Delta Connected | LT | Star Connected | Dyn11 | Copper | ONAN | ℅ H. V. variation of +2.5℅ to -5℅ in equal steps of 2.5℅ Off circuit tap changer | 22000/433 | CRGO | 2 | 22000 | 433 | 200KVA,22000/433V,OCTC,CU,LT,OD-OCTC | 50 | 3 | octc | D1
3 | 1 | 2 | M/s. T & T Infra Ltd. | Mr. Amol | staticelectricalspune@rediffmail.com | 1234567890 | Satara | 2024-08-22 | 63 | 1 | Delta Connected | LT | Star Connected | Dyn11 | copper | ONAN |  | 22000/433 | CRGO | 3 | 22000 | 433 |  |  |  | nottaping | D1
3 | 27 | 45 | Vishawa Electricals | Mr. Sunil Gaikwad | Sunil@gmail.com | 9822218621 | Satara | 2025-01-10 | 63 | 3 | Delta Connected | LT | Star Connected | Dyn11 | Copper | ONAN |  | 22000/433 | CRGO | 3 | 22000 | 433 | 63KVA,22000/433V,NT,CU,LT,OD-NT |  | 3Phase | nottaping | D1
3 | 29 | 47 | Reliance Industries Limited | Sachin | Sachin.Gosavi@ril.com | 5484651944 | Mumbai | 2025-01-10 | 63 | 3 | Delta Connected | LT | Star Connected | Dyn11 | Copper | ONAN |  | 22000/433 | CRGO | 3 | 22000 | 433 | 63KVA,22000/433V,NT,CU,LT,OD-NT |  | 3Phase | nottaping | D1
3 | 41 | 61 | M/s. Ashirwad Electricals & Enterprises | Mr. Pankaj Jadhav |  | 7350870501 | Raigad, Pen | 2025-01-29 | 63 | 1 | Delta Connected | LT | Star Connected | Dyn11 | Copper | ONAN |  | 22000/433 | CRGO | 3 | 22000 | 433 | 63KVA,22000/433V,NT,CU,LT,OD-NT | 50 | 3Phase | nottaping | D1
3 | 51 | 76 | M/s. Namrata Group | Mr. Santosh Jagtap | santosh.jagtap@namratagroup.com | 7878585545 | Pune | 2025-02-07 | 63 | 3 | Delta Connected | LT | Star Connected | Dyn11 | Copper | ONAN |  | 22000/433 | CRGO | 3 | 22000 | 433 | 63KVA,22000/433V,NT,CU,LT,OD-NT | 50 | 3Phase | nottaping | D1
3 | 58 | 83 | M/s. Balkrishna Electricals | Mr. Rohan |  | 8421777445 | 59, At. Thugaon, Tal. Maval, Dist. Pune 410506 | 2025-02-13 | 63 | 1 | Delta Connected | LT | Star Connected | Dyn11 | Copper | ONAN |  | 22000/433 | CRGO | 3 | 22000 | 433 | 63KVA,22000/433V,NT,CU,LT,OD-NT | 50 | 3Phase | nottaping | D1
3 | 92 | 121 | M/s. Shree hari Electricals | Mr. Rohan |  | 8421777445 | Hissa No. 1812/O, Shree Sai Niwas, Pune Nagar Road, A/P. Karegaon, Tal. Shirur, Dist. Pune | 2025-03-19 | 63 | 1 | Delta Connected | LT | Star Connected | Dyn11 | Copper | ONAN |  | 22000/433 | CRGO | 3 | 22000 | 433 | 63KVA,22000/433V,NT,CU,LT,OD-NT | 50 | 3Phase | nottaping | D1
3 | 95 | 124 | SHRI. SUJIT RAJKUMAR GOYAL | Mr. Kranti Kumar |  | 8983709899 | Gat No. 24, Village. Mundhavare, Tal. Maval, Dist. Pune | 2025-03-19 | 63 | 1 | Delta Connected | LT | Star Connected | Dyn11 | Copper | ONAN |  | 22000/433 | CRGO | 3 | 22000 | 433 | 63KVA,22000/433V,NT,CU,LT,OD-NT | 50 | 3Phase | nottaping | D1
3 | 100 | 129 | M/s. Phoenix Solar | Mr. Prakash Ushir |  | 8625028050 | Pune | 2025-04-01 | 63 | 1 | Delta Connected | LT | Star Connected | Dyn11 | Copper | ONAN |  | 22000/433 | CRGO | 3 | 22000 | 433 | 63KVA,22000/433V,NT,CU,LT,OD-NT | 50 | 3Phase | nottaping | D1
3 | 119 | 154 | M/s. Phoenix Solar | NA |  | 8960407890 | Pune | 2025-04-03 | 63 | 1 | Delta Connected | LT | Star Connected | Dyn11 | Copper | ONAN |  | 22000/433 | CRGO | 3 | 22000 | 433 | 63KVA,22000/433V,NT,CU,LT,OD-NT | 50 | 3 | nottaping | D1
3 | 157 | 203 | M/s. Green Leaf Power Solution | Mr. Krantikumar Desai |  | 8983709899 | Mhetre Vasti, Pune Solapur Highway, Malad, Tal. Daund, Dist. Pune 413801 | 2025-07-18 | 63 | 1 | Delta Connected | LT | Star Connected | Dyn11 | Copper | ONAN |  | 22000/433 | CRGO | 3 | 22000 | 433 | 63KVA,22000/433V,NT,CU,LT,OD-NT | 50 | 3 | nottaping | D1
3 | 173 | 222 | M/s. A Y Infratech | Mr. Krantikumar Desai |  | 8983709899 | 575, Opp. Ashok Pump, N. H. 8, Burmashell, Vasai (E), Palghar 401208 | 2025-07-21 | 63 | 1 | Delta Connected | LT | Star Connected | Dyn11 | Copper | ONAN |  | 22000/433 | CRGO | 3 | 22000 | 433 | 63KVA,22000/433V,NT,CU,LT,OD-NT | 50 | 3 | nottaping | D1
3 | 193 | 249 | M/s. Shiv Engineering Industrial Solution | Mr. Abhijeet Raje |  | 9823230236 | Milkat No. 42, Near Grampanchayat, Shekhmirewadi, Tal. Khandala, Dist. Satara, 415526 | 2025-08-01 | 63 | 1 | Delta Connected | LT | Star Connected | Dyn11 | Copper | ONAN |  | 22000/433 | CRGO | 3 | 22000 | 433 | 63KVA,22000/433V,NT,CU,LT,OD-NT | 50 | 3 | nottaping | D1
3 | 194 | 250 | M/s. Shiv Engineering Industrial Solution | Mr. Abhijeet Raje |  | 9823230236 | Milkat No. 42, Near Grampanchayat, Shekhmirewadi, Tal. Khandala, Dist. Satara, 415526 | 2025-08-01 | 63 | 1 | Delta Connected | LT | Star Connected | Dyn11 | Copper | ONAN |  | 22000/433 | CRGO | 3 | 22000 | 433 | 63KVA,22000/433V,NT,CU,LT,OD-NT | 50 | 3 | nottaping | D1
3 | 239 | 308 | M/s. Shri Uday Enterprises | Mr. Kranti Desai |  | 8983709899 | At. Jivneshwar Kond, Tal, Shriwardhan, Dist. Raigad | 2025-08-25 | 63 | 1 | Delta Connected | LT | Star Connected | Dyn11 | Copper | ONAN |  | 22000/433 | CRGO | 3 | 22000 | 433 | 63KVA,22000/433V,NT,CU,LT,OD-NT | 50 | 3 | nottaping | D1
3 | 270 | 345 | M/s. Saidatta Electrical Works | Mr. Abhijeet Raje |  | 9823230236 | Plot No. 6, Kotheshoer Gharkul Chaur Colony, Near Siddhivinayak Temple, Krishnanagar, Tal. Satara, Dist. Satara 415003 | 2025-09-15 | 63 | 1 | Delta Connected | LT | Star Connected | Dyn11 | Copper | ONAN |  | 22000/433 | CRGO | 3 | 22000 | 433 | 63KVA,22000/433V,NT,CU,LT,OD-NT | 50 | 3 | nottaping | D1
3 | 273 | 349 | M/s. Sangharsh Electrical Contractor | Mr. Krantikumar Desai |  | 8983709899 | A/P. Sarade, Dhaygude Wasti, Tal. Phaltan, Dist. Satara 415523 | 2025-09-17 | 63 | 1 | Delta Connected | LT | Star Connected | Dyn11 | Copper | ONAN |  | 22000/433 | CRGO | 3 | 22000 | 433 |  | 50 | 3 | nottaping | D1
3 | 288 | 369 | M/s. Reliance Industries Limited | Mr. Kranti |  | 8983709899 | D-1, Kurkumbh MIDC Industrial Area, Pune Solapur Highway, Kumkumbh, Tal. Daund, Dist. Pune 413802 | 2025-10-09 | 63 | 1 | Delta Connected | LT | Star Connected | Dyn11 | Copper | ONAN |  | 22000/433 | CRGO | 3 | 22000 | 433 |  | 50 | 3 | nottaping | D1
3 | 307 | 393 | M/s. Harshada Electricals & Suppliers | Mr. Abhijeet Raje |  | 9823230236 | A/P. Garade, Tal. Purandar, Dist. Pune 412301 | 2025-10-28 | 63 | 1 | Delta Connected | LT | Star Connected | Dyn11 | Copper | ONAN |  | 22000/433 | CRGO | 3 | 22000 | 433 | 63KVA,22000/433V,NT,CU,LT,OD-NT | 50 | 3 | nottaping | D1
3 | 322 | 409 | M/s. Gurudatta Electricals & Electronics | Mr. Abhijeet Raje | gurudatta_gaikwad@yahoo.co.in | 9823230236 | A/P. Nira, Tal. Purandar, Dist. Pune 412102 | 2025-11-03 | 63 | 1 | Delta Connected | LT | Star Connected | Dyn11 | Copper | ONAN |  | 22000/433 | CRGO | 3 | 22000 | 433 | 63KVA,22000/433V,NT,CU,LT,OD-NT | 50 | 3 | nottaping | D1
3 | 329 | 417 | M/s. Bhosale Enterprises | Mr. Krantikumar Desai |  | 8983709899 | At Post. Virvade, Tal. Karad, Dist. Satara 415002 | 2025-11-04 | 63 | 1 | Delta Connected | LT | Star Connected | Dyn11 | Copper | ONAN |  | 22000/433 | CRGO | 3 | 22000 | 433 | 63KVA,22000/433V,NT,CU,LT,OD-NT | 50 | 3 | nottaping | D1
3 | 344 | 433 | M/s. Shree Sapaya Electrical Raigad | Mr. Krantikumar Desai |  | 8983709899 | House No. 574, Kalanagar, A/P. Indapur, Tal. Goregaon, Dist. Raigad 402103 | 2025-11-08 | 63 | 1 | Delta Connected | LT | Star Connected | Dyn11 | Copper | ONAN |  | 22000/433 | CRGO | 3 | 22000 | 433 | 63KVA,22000/433V,NT,CU,LT,OD-NT | 50 | 3 | nottaping | D1
4 | 38 | 57 | M/s. Arrdy Engineering Innovation Pvt. Ltd | Mr. Ishank Agarwal |  | 9892029927 | Raigad, Pen | 2025-01-29 | 500 | 2 | Delta Connected | HT | Star Connected | Dyn11 | Copper | ONAN | ℅ H. V. variation of +5℅ to -15℅ in equal steps of 1.25℅ On load tap changer | 22000/433 | CRGO | 4 | 22000 | 433 |  | 50 | 3Phase | oltc | D1
4 | 128 | 164 | M/s. Consultant Electricals | Mr. Shrikant Thorat |  | 9960470768 | Hadapsar, Pune | 2025-04-24 | 500 | 2 | Delta Connected | HT | Star Connected | Dyn11 | Copper | ONAN | ℅ H. V. variation of +5℅ to -15℅ in equal steps of 1.25℅ On load tap changer | 22000/433 | CRGO | 4 | 22000 | 433 | 500KVA,22000/433V,OLTC,CU,HT,ID- | 50 | 3 | oltc | D1
4 | 134 | 172 | M/s. Pooja Electricals | Mr. Balasaheb Bhosale |  | 8983709899 | Pune | 2025-07-08 | 500 | 2 | Delta Connected | HT | Star Connected | Dyn11 | Copper | ONAN | ℅ H. V. variation of +10℅ to -10℅ in equal steps of 1.25℅ On load tap changer | 22000/433 | CRGO | 4 | 22000 | 433 | 500KVA,22000/433V,OLTC,CU,HT,ID- | 50 | 3 | oltc | D1
4 | 320 | 406 | M/s. Ramkrishna Electricals | Mr. Krantikumar Desai |  | 8983709899 | Gat No. 277, Milkat No. 2195, Near Hotel Doulat Inn., Vadgaon, Maval, Tal. Maval, Dist. Pune | 2025-10-31 | 500 | 2 | Delta Connected | HT | Star Connected | Dyn11 | Copper | ONAN | ℅ H. V. variation of +5℅ to -15℅ in equal steps of 1.25℅ On load tap changer | 22000/433 | CRGO | 4 | 22000 | 433 |  | 50 | 3 | oltc | D1
5 | 7 | 9 | M/s. Innovation Engineers & Contractors | Mr. Jadhav | tandale.sharad@gmail.com | 1234567890 | Pune | 2024-08-23 | 200 | 1 | Delta Connected | LT | Star Connected | Dyn11 | Aluminium | ONAN | ℅ H. V. variation of +2.5℅ to -5℅ in equal steps of 2.5℅ Off circuit tap changer | 11000/433 | CRGO | 5 | 11000 | 433 |  |  | 3Phase | octc | D1
5 | 21 | 38 | Shree Laxmikrupa Electricals | Mr. Gandhi | eds@gmail.com | 2598541862 | Lonavala | 2025-01-10 | 800 | 1 | Delta Connected | HT | Star Connected | Dyn11 | Copper | ONAN | ℅ H. V. variation of +5℅ to -15℅ in equal steps of 1.25℅ On load tap changer | 22000/433 | CRGO | 5 | 22000 | 433 |  |  | 3Phase | oltc | D1
5 | 65 | 91 | M/s. V S Enterprises | Mr. Rohan |  | 9922502227 | Flat no. A/7, Plot No. 7A/28, Darshan Residency, Sec No. 29, PCNTDA, Ravet, Pune | 2025-02-20 | 800 | 2 | Delta Connected | HT | Star Connected | Dyn11 | Copper | ONAN | ℅ H. V. variation of +5℅ to -15℅ in equal steps of 1.25℅ On load tap changer | 22000/433 | CRGO | 5 | 22000 | 433 | 800KVA,22000/433V,OLTC,CU,HT,OD- | 50 | 3Phase | oltc | D1
6 | 4 | 5 | Suyash Electric Company | Mr. Rokade | suyash.electric@gmail.com | 1234567890 | Pune | 2024-08-21 | 315 | 1 | Delta Connected | LT | Star Connected | Dyn11 | copper | ONAN | ℅ H. V. variation of +5℅ to -10℅ in equal steps of 2.5℅ Off circuit tap changer | 22000/433 | CRGO | 6 | 22000 | 433 |  |  | 3Phase | octc | D1
6 | 11 | 13 | M/s. Nemast Electricals | Mr. Mahesh Bhole | maheshbhole.nemastelectricals20@gmail.com | 123456789 | Pune | 2024-09-06 | 315 | 1 | Delta Connected | LT | Star Connected | Dyn11 | Copper | ONAN | ℅ H. V. variation of +5℅ to -10℅ in equal steps of 2.5℅ Off circuit tap changer | 22000/433 | CRGO | 6 | 22000 | 433 | 315KVA,22000/433V,OCTC,CU,LT,OD-OCTC | 50HZ | 3Phase | octc | D1
6 | 22 | 39 | Vijay Logistics Pvt. Ltd | Mr. Gaikwad | mdp@vijaylogistic.com | 9763873507 | Talegaon MIDC, Pune | 2025-01-10 | 315 | 1 | Delta Connected | LT | Star Connected | Dyn11 | Copper | ONAN | ℅ H. V. variation of +2.5℅ to -5℅ in equal steps of 2.5℅ Off circuit tap changer | 22000/433 | CRGO | 6 | 22000 | 433 | 315KVA,22000/433V,OCTC,CU,LT,OD-OCTC |  | 3Phase | octc | D1
6 | 31 | 49 | D & D Group | Ajinath | dndgrp2@gmail.com | 9875445525 | Pune | 2025-01-10 | 315 | 1 | Delta Connected | LT | Star Connected | Dyn11 | Copper | ONAN | ℅ H. V. variation of +2.5℅ to -5℅ in equal steps of 2.5℅ Off circuit tap changer | 22000/433 | CRGO | 6 | 22000 | 433 | 315KVA,22000/433V,OCTC,CU,LT,OD-OCTC |  | 3Phase | octc | D1
6 | 44 | 65 | M/s. Jubilant Motors Works Pvt. Ltd | Mr. Pawar |  | 8452157761 | Hinjewadi, Pune | 2025-01-31 | 315 | 1 | Delta Connected | HT | Star Connected | Dyn11 | Copper | ONAN | ℅ H. V. variation of +2.5℅ to -5℅ in equal steps of 2.5℅ Off circuit tap changer | 22000/433 | CRGO | 6 | 22000 | 433 | 315KVA,22000/433V,OCTC,CU,LT,OD-OCTC | 50 | 3Phase | octc | D1
6 | 45 | 66 | M/s. ASL Infratech | Mr. Akshay Satpute |  | 9021451762 | Pune | 2025-02-01 | 315 | 1 | Delta Connected | LT | Star Connected | Dyn11 | Copper | ONAN | ℅ H. V. variation of +2.5℅ to -5℅ in equal steps of 2.5℅ Off circuit tap changer | 22000/433 | CRGO | 6 | 22000 | 433 | 315KVA,22000/433V,OCTC,CU,LT,OD-OCTC | 50 | 3Phase | octc | D1
6 | 67 | 93 | M/s. Omkar Electricals | Mr. Manoj Narhekar |  | 9850814123 | Sr. No. 54/10/1, Flat No. 8, Manaji Nagar, Narhe Road, Dhayari, Pune 411041 | 2025-02-25 | 315 | 1 | Delta Connected | LT | Star Connected | Dyn11 | Copper | ONAN | ℅ H. V. variation of +2.5℅ to -5℅ in equal steps of 2.5℅ Off circuit tap changer | 22000/433 | CRGO | 6 | 22000 | 433 | 315KVA,22000/433V,OCTC,CU,LT,OD-OCTC | 50 | 3Phase | octc | D1
6 | 90 | 118 | M/s. Navnirmitee Electricals | Mr. Abhijeet |  | 9823230236 | Shop No. 4, Sundar Moti, Pavnanagar, Near Chaphekar Chowk, Chinchwad, Pune 411033 | 2025-03-10 | 315 | 1 | Delta Connected | LT | Star Connected | Dyn11 | Copper | ONAN | ℅ H. V. variation of +2.5℅ to -5℅ in equal steps of 2.5℅ Off circuit tap changer | 22000/433 | CRGO | 6 | 22000 | 433 | 315KVA,22000/433V,OCTC,CU,LT,OD-OCTC | 50 | 3Phase | octc | D1
6 | 96 | 125 | M/s. Steadfast Landmark pvt ltd | Mr. Pranav Madhekar |  | 8145755782 | Saffron Residency, Bhosari, Pune | 2025-03-19 | 315 | 3 | Delta Connected | LT | Star Connected | Dyn11 | Copper | ONAN | ℅ H. V. variation of +2.5℅ to -5℅ in equal steps of 2.5℅ Off circuit tap changer | 22000/433 | CRGO | 6 | 22000 | 433 | 315KVA,22000/433V,OCTC,CU,LT,OD-OCTC | 50 | 3Phase | octc | D1
6 | 102 | 131 | M/s. Shreenath Technology | Mr. Tamhare | staticelectricalspune@rediffmail.com | 1234567990 | Pune | 2025-04-01 | 315 | 3 | Delta Connected | LT | Star Connected | Dyn11 | Copper | ONAN | ℅ H. V. variation of +2.5℅ to -5℅ in equal steps of 2.5℅ Off circuit tap changer | 22000/433 | CRGO | 6 | 22000 | 433 | 315KVA,22000/433V,OCTC,CU,LT,OD-OCTC | 50 | 3Phase | octc | D1
6 | 106 | 136 | M/s. Mehta Pressing | Mr. Mehta | sharad.shinde@gvlindia.com | 1234567890 | Pune | 2025-04-01 | 315 | 1 | Delta Connected | LT | Star Connected | Dyn11 | Copper | ONAN | ℅ H. V. variation of +2.5℅ to -5℅ in equal steps of 2.5℅ Off circuit tap changer | 22000/433 | CRGO | 6 | 22000 | 433 | 315KVA,22000/433V,OCTC,CU,LT,OD-OCTC | 50 | 3Phase | octc | D1
6 | 108 | 141 | M/s. A B Engineers | Mr. Amol Bhoite | abengineers2011@gmail.com | 1234567890 | Pune | 2025-04-01 | 315 | 3 | Delta Connected | LT | Star Connected | Dyn11 | Copper | ONAN | ℅ H. V. variation of +2.5℅ to -5℅ in equal steps of 2.5℅ Off circuit tap changer | 22000/433 | CRGO | 6 | 22000 | 433 | 315KVA,22000/433V,OCTC,CU,LT,OD-OCTC | 50 | 3Phase | octc | D1
6 | 110 | 143 | M/s. Varad Developers | Mr. Imran Bagwan | varaddevelopers40@yahoo.in | 7878525263 | Kolhapur | 2025-04-02 | 315 | 1 | Delta Connected | LT | Star Connected | Dyn11 | Copper | ONAN | ℅ H. V. variation of +2.5℅ to -5℅ in equal steps of 2.5℅ Off circuit tap changer | 22000/433 | CRGO | 6 | 22000 | 433 | 315KVA,22000/433V,OCTC,CU,LT,OD-OCTC | 50 | 3Phase | octc | D1
6 | 122 | 157 | M/s. Ranjekar Realty | Mr. Dileep Bhat |  | 9049655623 | Pune | 2025-04-04 | 315 | 3 | Delta Connected | LT | Star Connected | Dyn11 | Copper | ONAN | ℅ H. V. variation of +2.5℅ to -5℅ in equal steps of 2.5℅ Off circuit tap changer | 22000/433 | CRGO | 6 | 22000 | 433 | 315KVA,22000/433V,OCTC,CU,LT,OD-OCTC | 50 | 3 | octc | D1
6 | 127 | 163 | M/s. Consultant Electricals | Mr. Shrikant Thorat |  | 9960470768 | Hadapsar, Pune | 2025-04-24 | 315 | 3 | Delta Connected | LT | Star Connected | Dyn11 | Copper | ONAN | ℅ H. V. variation of +2.5℅ to -5℅ in equal steps of 2.5℅ Off circuit tap changer | 22000/433 | CRGO | 6 | 22000 | 433 | 315KVA,22000/433V,OCTC,CU,LT,OD-OCTC | 50 | 3 | octc | D1
6 | 182 | 234 | M/s. Savdekar Electricals & Enterprises | Mr. Abhijeet Raje |  | 9823230236 | Ground Floor, Flat No. 5 H 379, Chavan Darshan Society, Bara Bunglow Road, Near Indrayani Bridge, Nangargaon, Lonavala, Pune 410401 | 2025-07-26 | 315 | 1 | Delta Connected | LT | Star Connected | Dyn11 | Copper | ONAN | ℅ H. V. variation of +2.5℅ to -5℅ in equal steps of 2.5℅ Off circuit tap changer | 22000/433 | CRGO | 6 | 22000 | 433 | 315KVA,22000/433V,OCTC,CU,LT,OD-OCTC | 50 | 3 | octc | D1
6 | 210 | 266 | M/s. Savdekar Electricals & Enterprises | Mr. Abhijeet Raje |  | 9823230236 | Ground Floor, Flat No. 5 H 379, Chavan Darshan Society, Bara Bunglow Road, Near Indrayani Bridge, Nangargaon, Lonavala, Pune 410401 | 2025-08-06 | 315 | 1 | Delta Connected | LT | Star Connected | Dyn11 | Copper | ONAN | ℅ H. V. variation of +2.5℅ to -5℅ in equal steps of 2.5℅ Off circuit tap changer | 22000/433 | CRGO | 6 | 22000 | 433 | 315KVA,22000/433V,OCTC,CU,LT,OD-OCTC | 50 | 3 | octc | D1
6 | 231 | 300 | M/s. Global Power Waves | Mr. Rohan Sonawane |  | 8421777445 | 659, Ganesh Peth, Near Govind Halwai Chowk, Pune 411002 | 2025-08-18 | 315 | 1 | Delta Connected | LT | Star Connected | Dyn11 | Copper | ONAN | ℅ H. V. variation of +2.5℅ to -5℅ in equal steps of 2.5℅ Off circuit tap changer | 22000/433 | CRGO | 6 | 22000 | 433 | 315KVA,22000/433V,OCTC,CU,LT,OD-OCTC | 50 | 3 | octc | D1
6 | 243 | 313 | M/s. Gurudatta Electricals & Electronics | Mr. gaikwad | gurudatta_gaikwad@yahoo.co.in | 9767596000 | A/P. Nira, Tal. Purandar, Dist. Pune 412102 | 2025-08-28 | 315 | 2 | Delta Connected | LT | Star Connected | Dyn11 | Copper | ONAN | ℅ H. V. variation of +2.5℅ to -5℅ in equal steps of 2.5℅ Off circuit tap changer | 22000/433 | CRGO | 6 | 22000 | 433 | 315KVA,22000/433V,OCTC,CU,LT,OD-OCTC | 50 | 3 | octc | D1
6 | 251 | 323 | M/s. Deccan Electricals | Mr. Abhijeet Raje |  | 9823230236 | 1249/50, Shivajinagar, Deccan Gymkhana, Good Luck Chowk, Pune 411004 | 2025-09-09 | 315 | 2 | Delta Connected | LT | Star Connected | Dyn11 | Copper | ONAN | ℅ H. V. variation of +2.5℅ to -5℅ in equal steps of 2.5℅ Off circuit tap changer | 22000/433 | CRGO | 6 | 22000 | 433 | 315KVA,22000/433V,OCTC,CU,LT,OD-OCTC | 50 | 3 | octc | D1
6 | 252 | 324 | M/s. Viram Enterprises | Mr. Krantikumar Desai |  | 8983709899 | ‘Viram Niwas’, Ambethan Road, Chakan, Tal. Khed, Dist. Pune | 2025-09-09 | 315 | 2 | Delta Connected | HT | Star Connected | Dyn11 | Copper | ONAN | ℅ H. V. variation of +2.5℅ to -5℅ in equal steps of 2.5℅ Off circuit tap changer | 22000/433 | CRGO | 6 | 22000 | 433 | 315KVA,22000/433V,OCTC,CU,LT,OD-OCTC | 50 | 3 | octc | D1
6 | 253 | 325 | M/s. Shree Ganesha Electricals | Mr. Krantikumar Desai |  | 8983709899 | Sr. No. 63/1, Shriman Palace, Lane - 4, Janardhan Nagar, Wadgaon Shinde Road, Lohagaon, Pune 411047 | 2025-09-09 | 315 | 1 | Delta Connected | LT | Star Connected | Dyn11 | Copper | ONAN | ℅ H. V. variation of +2.5℅ to -5℅ in equal steps of 2.5℅ Off circuit tap changer | 22000/433 | CRGO | 6 | 22000 | 433 | 315KVA,22000/433V,OCTC,CU,LT,OD-OCTC | 50 | 3 | octc | D1
6 | 321 | 408 | M/s. Vaibhavi Electrical Corporation | Mr. Krantikumar Desai |  | 8983709899 | Flat No. 2, Bld. No. 15, Guruprasad Hsg. Soc., Purnanagar, Chinchwad, Pune 411019 | 2025-10-31 | 315 | 2 | Delta Connected | LT | Star Connected | Dyn11 | Copper | ONAN | ℅ H. V. variation of +2.5℅ to -5℅ in equal steps of 2.5℅ Off circuit tap changer | 22000/433 | CRGO | 6 | 22000 | 433 | 315KVA,22000/433V,OCTC,CU,LT,OD-OCTC | 50 | 3 | octc | D1
6 | 345 | 434 | M/s. Vedanti Enterprises | Mr. Krantikumar Desai |  | 8983709899 | Bldg No. 15, Flat No.2, Guruprasad HSG. Society, Purnanagar, Chinchwad, Pune 411019 | 2025-11-08 | 315 | 2 | Delta Connected | LT | Star Connected | Dyn11 | Copper | ONAN | ℅ H. V. variation of +2.5℅ to -5℅ in equal steps of 2.5℅ Off circuit tap changer | 22000/433 | CRGO | 6 | 22000 | 433 | 315KVA,22000/433V,OCTC,CU,LT,OD-OCTC | 50 | 3 | octc | D1
7 | 14 | 20 | Anil Koli | 9922260757 | anil@abhinavgroup.com | 9922260757 | Pune | 2024-09-19 | 630 | 1 | Delta Connected | LT | Star Connected | Dyn11 | Copper | ONAN | ℅ H. V. variation of +2.5℅ to -5℅ in equal steps of 2.5℅ Off circuit tap changer | 22000/433 | CRGO | 7 | 22000 | 433 |  |  | 3Phase | octc | D1
7 | 18 | 29 | Apple Blossom | Shrikant thorat | consultech33@gmail.com | 9960470768 | Bavdhan, Pune | 2024-12-31 | 630 | 1 | Delta Connected | LT | Star Connected | Dyn11 | Copper | ONAN | ℅ H. V. variation of +2.5℅ to -5℅ in equal steps of 2.5℅ Off circuit tap changer | 22000/433 | CRGO | 7 | 22000 | 433 |  |  | 3Phase | octc | D1
7 | 26 | 43 | Orbiz Estate | Siddesh | siddesh@orbizestate.com | 9689848130 | Pune | 2025-01-10 | 630 | 3 | Delta Connected | LT | Star Connected | Dyn11 | Copper | ONAN | ℅ H. V. variation of +2.5℅ to -5℅ in equal steps of 2.5℅ Off circuit tap changer | 22000/433 | CRGO | 7 | 22000 | 433 | 630KVA,22000/433V,OLTC,CU,HT,ID-OCTC |  | 3Phase | octc | D1
7 | 28 | 46 | Shakuntala Group | Mr. Vinod Patel | Vinod@gmail.com | 9595017555 | Jadhavwadi, Pune | 2025-01-10 | 630 | 2 | Delta Connected | LT | Star Connected | Dyn11 | Copper | ONAN | ℅ H. V. variation of +2.5℅ to -5℅ in equal steps of 2.5℅ Off circuit tap changer | 22000/433 | CRGO | 7 | 22000 | 433 | 630KVA,22000/433V,OLTC,CU,HT,ID-OCTC |  | 3Phase | octc | D1
7 | 30 | 48 | Pride Landmarks | Yogesh Kolhe | civil.pridelandmarks@gmail.com | 8546721150 | Lonavala | 2025-01-10 | 630 | 3 | Delta Connected | LT | Star Connected | Dyn11 | Copper | ONAN | ℅ H. V. variation of +2.5℅ to -5℅ in equal steps of 2.5℅ Off circuit tap changer | 22000/433 | CRGO | 7 | 22000 | 433 | 630KVA,22000/433V,OLTC,CU,HT,ID-OCTC |  | 3Phase | octc | D1
7 | 32 | 50 | D & D Group | Ajinath | dndgrp2@gmail.com | 9875445525 | Pune | 2025-01-10 | 630 | 3 | Delta Connected | LT | Star Connected | Dyn11 | Copper | ONAN | ℅ H. V. variation of +2.5℅ to -5℅ in equal steps of 2.5℅ Off circuit tap changer | 22000/433 | CRGO | 7 | 22000 | 433 |  |  | 3Phase | octc | D1
7 | 36 | 55 | M/s. New Anita Enterprises | Mr. Milind |  | 9852477922 | Pune | 2025-01-23 | 630 | 3 | Delta Connected | LT | Star Connected | Dyn11 | Copper | ONAN | ℅ H. V. variation of +2.5℅ to -5℅ in equal steps of 2.5℅ Off circuit tap changer | 11000/433 | CRGO | 7 | 22000 | 433 |  | 50 | 3Phase | octc | D1
7 | 37 | 56 | Shri. Pravin Sawant | Mr. Sawant |  | 7083656461 | Nashik | 2025-01-24 | 630 | 3 | Delta Connected | LT | Star Connected | Dyn11 | Copper | ONAN | ℅ H. V. variation of +2.5℅ to -5℅ in equal steps of 2.5℅ Off circuit tap changer | 22000/433 | CRGO | 7 | 22000 | 433 | 630KVA,22000/433V,OLTC,CU,HT,ID | 50 | 3Phase | octc | D1
7 | 39 | 58 | M/s. Marvel Realtors | Sunil Sonawane |  | 9700002029 | Pune | 2025-01-29 | 630 | 3 | Delta Connected | LT | Star Connected | Dyn11 | Copper | ONAN | ℅ H. V. variation of +2.5℅ to -5℅ in equal steps of 2.5℅ Off circuit tap changer | 11000/433 | CRGO | 7 | 22000 | 433 |  | 50 | 3Phase | octc | D1
7 | 43 | 64 | M/s. Shivshambho Electricals & Contractor | Mr. Sunil Bhud |  | 9767677521 | Pune | 2025-01-31 | 630 | 3 | Delta Connected | LT | Star Connected | Dyn11 | Copper | ONAN | ℅ H. V. variation of +2.5℅ to -5℅ in equal steps of 2.5℅ Off circuit tap changer | 22000/433 | CRGO | 7 | 22000 | 433 |  | 50 | 3Phase | octc | D1
7 | 50 | 75 | M/s. Sunrise Enterprises | Mr. Yogesh Sir |  | 9503627039 | Pune | 2025-02-06 | 630 | 3 | Delta Connected | LT | Star Connected | Dyn11 | Copper | ONAN | ℅ H. V. variation of +2.5℅ to -5℅ in equal steps of 2.5℅ Off circuit tap changer | 22000/433 | CRGO | 7 | 22000 | 433 | 630KVA,22000/433V,OCTC,CU,LT,OD-OCTC | 50 | 3Phase | octc | D1
7 | 54 | 79 | M/s. Shivshambho Electricals & Contractor | Mr. Sunil Bhud |  | 9767677521 | Sr No.39/17/1, Near Matoshree Hospital, Gujar, Pune 411033 | 2025-02-10 | 630 | 2 | Delta Connected | LT | Star Connected | Dyn11 | Copper | ONAN | ℅ H. V. variation of +2.5℅ to -5℅ in equal steps of 2.5℅ Off circuit tap changer | 22000/433 | CRGO | 7 | 22000 | 433 | 630KVA,22000/433V,OLTC,CU,HT,ID | 50 | 3Phase | octc | D1
7 | 56 | 81 | M/s. Krishna Vision Part | Mr. Rafiq Sir |  | 8983709899 | Mohammadwadi, Pune | 2025-02-11 | 630 | 2 | Delta Connected | LT | Star Connected | Dyn11 | Copper | ONAN | ℅ H. V. variation of +2.5℅ to -5℅ in equal steps of 2.5℅ Off circuit tap changer | 22000/433 | CRGO | 7 | 22000 | 433 | 630KVA,22000/433V,OCTC,CU,LT,OD-OCTC | 50 | 3Phase | octc | D1
7 | 59 | 84 | M/s. Samarth Engineer & Electricals Service | Mr. Waghmare |  | 8164524524 | Pune | 2025-02-13 | 630 | 2 | Delta Connected | HT | Star Connected | Dyn11 | Copper | ONAN | ℅ H. V. variation of +2.5℅ to -5℅ in equal steps of 2.5℅ Off circuit tap changer | 22000/433 | CRGO | 7 | 22000 | 433 | 630KVA,22000/433V,OCTC,CU,LT,OD-OCTC | 50 | 3Phase | octc | D1
7 | 63 | 89 | M/s. Sai Venkatesh Enterprises | Mr. Deepak Chavan |  | 9850304312 | Shop No. 1, Aishwarya Aprt., Near Veer Maruti Mandir, Shaniwar Peth, Pune 411030 | 2025-02-20 | 630 | 2 | Delta Connected | LT | Star Connected | Dyn11 | Copper | ONAN | ℅ H. V. variation of +2.5℅ to -5℅ in equal steps of 2.5℅ Off circuit tap changer | 22000/433 | CRGO | 7 | 22000 | 433 | 630KVA,22000/433V,OCTC,CU,LT,OD-OCTC | 50 | 3Phase | octc | D1
7 | 64 | 90 | M/s. Vijay Logistics Pvt. Ltd. | Mr. Hiraman Gaikwad |  | 9763873507 | Sr. No. 57-62, Kuruli Village, Pune-Nashik Highway, Dist. Pune - 410 501. | 2025-02-20 | 630 | 2 | Delta Connected | HT | Star Connected | Dyn11 | Copper | ONAN | ℅ H. V. variation of +2.5℅ to -5℅ in equal steps of 2.5℅ Off circuit tap changer | 22000/433 | CRGO | 7 | 22000 | 433 |  | 50 | 3Phase | octc | D1
7 | 101 | 130 | M/s. Shivshambho Electricals & Contractor | Mr. Sunil Bhud |  | 9767677521 | Pune | 2025-04-01 | 630 | 3 | Delta Connected | LT | Star Connected | Dyn11 | Copper | ONAN | ℅ H. V. variation of +2.5℅ to -5℅ in equal steps of 2.5℅ Off circuit tap changer | 22000/433 | CRGO | 7 | 22000 | 433 | 630KVA,22000/433V,OLTC,CU,HT,ID | 50 | 3Phase | octc | D1
7 | 123 | 158 | M/s. Pristine Developer | Mr. Pradeep Kadam |  | 9011050775 | Kharadi, Pune | 2025-04-05 | 630 | 2 | Delta Connected | LT | Star Connected | Dyn11 | Copper | ONAN | ℅ H. V. variation of +2.5℅ to -5℅ in equal steps of 2.5℅ Off circuit tap changer | 22000/433 | CRGO | 7 | 22000 | 433 | 630KVA,22000/433V,OLTC,CU,HT,ID | 50 | 3 | octc | D1
7 | 133 | 171 | M/s. Maxine Electrical Engineering Pvt. Ltd. | Sunil Sir |  | 8421777445 | Shop No. 8, Sr. No. 55, Plot No. 78, "Poorva Arcade", Gokul Nagar, Dhanori Road, Pune 411015 | 2025-07-08 | 630 | 2 | Delta Connected | LT | Star Connected | Dyn11 | Copper | ONAN | ℅ H. V. variation of +2.5℅ to -5℅ in equal steps of 2.5℅ Off circuit tap changer | 22000/433 | CRGO | 7 | 22000 | 433 | 630KVA,22000/433V,OCTC,CU,LT,OD-OCTC | 50 | 3 | octc | D1
7 | 179 | 230 | M/s. Ratnaprabha Electricals | Mr. Abhijeet Raje |  | 9823230236 | Flat No.16, 4th Floor, Dipa Corner CHS, Opp. Kutumb Society, Sr No. 16, 9, 2, Chintamani High School, Ambegaon, Pune 411046 | 2025-07-24 | 630 | 2 | Delta Connected | LT | Star Connected | Dyn11 | Copper | ONAN | ℅ H. V. variation of +2.5℅ to -5℅ in equal steps of 2.5℅ Off circuit tap changer | 22000/433 | CRGO | 7 | 22000 | 433 |  | 50 | 3 | octc | D1
7 | 185 | 237 | M/s. Purva Industrial Solutions | Mr. Abhijeet Raje |  | 9823230236 | Plot No. 211, K-3, G Wing, Nakshatra Hotel, Additional Anand Nagar, MIDC, Ambarnath (E), Mumbai | 2025-07-29 | 630 | 2 | Delta Connected | LT | Star Connected | Dyn11 | Copper | ONAN | ℅ H. V. variation of +2.5℅ to -5℅ in equal steps of 2.5℅ Off circuit tap changer | 22000/433 | CRGO | 7 | 22000 | 433 |  | 50 | 3 | octc | D1
7 | 186 | 238 | M/s. Om Computer And Multi Services | Mr. Abhijeet Raje |  | 9823230236 | House No. 63, Sonal Nagar, Railway Station Road, Jalna 431203 | 2025-07-29 | 630 | 1 | Delta Connected | LT | Star Connected | Dyn11 | Copper | ONAN | ℅ H. V. variation of +2.5℅ to -5℅ in equal steps of 2.5℅ Off circuit tap changer | 22000/433 | CRGO | 7 | 22000 | 433 |  | 50 | 3 | octc | D1
7 | 189 | 241 | M/s. Vaibhavi Electrical Corporation | Mr. Abhijeet Raje |  | 9823230236 | Flat No. 2, Bld. No. 15, Guruprasad Hsg. Soc., Purnanagar, Chinchwad, Pune 411019 | 2025-07-31 | 630 | 2 | Delta Connected | LT | Star Connected | Dyn11 | Copper | ONAN | ℅ H. V. variation of +2.5℅ to -5℅ in equal steps of 2.5℅ Off circuit tap changer | 22000/433 | CRGO | 7 | 22000 | 433 | 630KVA,22000/433V,OCTC,CU,LT,OD-OCTC | 50 | 3 | octc | D1
7 | 196 | 252 | M/s. Ved Power Systems | Mr. Abhijeet Raje |  | 9823230236 | Sr. No. 72, New Sangvi, Near Sai Chowk, Pune | 2025-08-02 | 630 | 2 | Delta Connected | HT | Star Connected | Dyn11 | Copper | ONAN | ℅ H. V. variation of +2.5℅ to -5℅ in equal steps of 2.5℅ Off circuit tap changer | 22000/433 | CRGO | 7 | 22000 | 433 | 630KVA,22000/433V,OCTC,CU,LT,OD-OCTC | 50 | 3 | octc | D1
7 | 214 | 270 | M/s. Om Power Transmission | Mr. Abhijeet |  | 9823230236 | C-19/5, Anand Park, Shanke Shet Road, Gultekdi, Pune 411037 | 2025-08-07 | 630 | 2 | Delta Connected | LT | Star Connected | Dyn11 | Copper | ONAN | ℅ H. V. variation of +2.5℅ to -5℅ in equal steps of 2.5℅ Off circuit tap changer | 22000/433 | CRGO | 7 | 22000 | 433 |  | 50 | 3 | octc | D1
7 | 236 | 305 | M/s. Mayank Electrical | Mr. Kranti Desai |  | 8983709899 | Shop No. 101, Milkat No. 384, Baramati Road, Gram Panchayat Headquater, Kauthadi, Daund, Pune 413130 | 2025-08-22 | 630 | 1 | Delta Connected | LT | Star Connected | Dyn11 | Copper | ONAN | ℅ H. V. variation of +2.5℅ to -5℅ in equal steps of 2.5℅ Off circuit tap changer | 22000/433 | CRGO | 7 | 22000 | 433 | 630KVA,22000/433V,OCTC,CU,LT,OD-OCTC | 50 | 3 | octc | D1
7 | 237 | 306 | M/s. Mrunali Realty LLP | Mr. Abhijeet Raje |  | 9823230236 | Sr. No. 50, Shivaji Wadi, Near Tol Plaza, Moshi, Pune 412105 | 2025-08-23 | 630 | 2 | Delta Connected | LT | Star Connected | Dyn11 | Copper | ONAN | ℅ H. V. variation of +2.5℅ to -5℅ in equal steps of 2.5℅ Off circuit tap changer | 22000/433 | CRGO | 7 | 22000 | 433 | 630KVA,22000/433V,OCTC,CU,LT,OD-OCTC | 50 | 3 | octc | D1
7 | 246 | 316 | M/s. Paras Electricals | Mr. Abhijeet Raje |  | 9823230236 | Sr. No . 155/18, Sec. No. 26, A-303, Nisargdarshan Soc, Ravet Nigadi Pradhikaran, Ravet, Pune 411044 | 2025-08-29 | 630 | 2 | Delta Connected | LT | Star Connected | Dyn11 | Copper | ONAN | ℅ H. V. variation of +2.5℅ to -5℅ in equal steps of 2.5℅ Off circuit tap changer | 22000/433 | CRGO | 7 | 22000 | 433 | 630KVA,22000/433V,OCTC,CU,LT,OD-OCTC | 50 | 3 | octc | D1
7 | 247 | 318 | M/s. Maxine Electrical Engineering Pvt. Ltd. | Sunil Sir |  | 8421777445 | Shop No. 8, Sr. No. 55, Plot No. 78, "Poorva Arcade", Gokul Nagar, Dhanori Road, Pune 411015 | 2025-09-01 | 630 | 2 | Delta Connected | LT | Star Connected | Dyn11 | Copper | ONAN | ℅ H. V. variation of +2.5℅ to -5℅ in equal steps of 2.5℅ Off circuit tap changer | 22000/433 | CRGO | 7 | 22000 | 433 | 630KVA,22000/433V,OCTC,CU,LT,OD-OCTC | 50 | 3 | octc | D1
7 | 257 | 329 | M/s. Paras Electricals | Mr. Abhijeet Raje | phalke@gmail.com | 9823230236 | Sr. No - 155/18, Sec. No - 26, A - 303, Nisargdarshan Soc, Ravet Nigadi Pradhikaran, Ravet, Pune 411044 | 2025-09-10 | 630 | 1 | Delta Connected | LT | Star Connected | Dyn11 | Copper | ONAN | ℅ H. V. variation of +2.5℅ to -5℅ in equal steps of 2.5℅ Off circuit tap changer | 22000/433 | CRGO | 7 | 22000 | 433 | 630KVA,22000/433V,OCTC,CU,LT,OD-OCTC | 50 | 3 | octc | D1
7 | 266 | 341 | M/s. Gurudatta Electricals & Electronics | Mr. Abhijeet Raje | gurudatta_gaikwad@yahoo.co.in | 9823230236 | A/P. Nira, Tal. Purandar, Dist. Pune 412102 | 2025-09-12 | 630 | 1 | Delta Connected | LT | Star Connected | Dyn11 | Copper | ONAN | ℅ H. V. variation of +2.5℅ to -5℅ in equal steps of 2.5℅ Off circuit tap changer | 22000/433 | CRGO | 7 | 22000 | 433 | 630KVA,22000/433V,OCTC,CU,LT,OD-OCTC | 50 | 3 | octc | D1
7 | 276 | 354 | M/s. S S Enterprises | Mr. Krantikumar Desai |  | 8983709899 | Survey No. 26, Plot No. 4 & 5, Flat No. G/03, Ameya Niwas Co-Op Housing Society, Anand Nagar, Talegaon Chakan Road, Talegaon MIDC, Pune 410507 | 2025-09-18 | 630 | 2 | Delta Connected | LT | Star Connected | Dyn11 | Copper | ONAN | ℅ H. V. variation of +2.5℅ to -5℅ in equal steps of 2.5℅ Off circuit tap changer | 22000/433 | CRGO | 7 | 22000 | 433 | 630KVA,22000/433V,OCTC,CU,LT,OD-OCTC | 50 | 3 | octc | D1
7 | 289 | 370 | M/s. Krushnpingaksh Electricals | Mr. Akshay Totre |  | 8983709899 | Hissa No. 930, Near ZP School, Totre Niwas, Kurwandi Road, Sahane Wasti, Kurwandi, Pune 410512 | 2025-10-10 | 630 | 2 | Delta Connected | HT | Star Connected | Dyn11 | Copper | ONAN | ℅ H. V. variation of +2.5℅ to -5℅ in equal steps of 2.5℅ Off circuit tap changer | 22000/433 | CRGO | 7 | 22000 | 433 | 630KVA,22000/433V,OCTC,CU,LT,OD-OCTC | 50 | 3 | octc | D1
7 | 290 | 372 | M/s. Krushnpingaksh Electricals | Mr. Abhijeet Raje |  | 9823230236 | Hissa No. 930, Near ZP School, Totre Niwas, Kurwandi Road, Sahane Wasti, Kurwandi, Pune 410512 | 2025-10-10 | 630 | 2 | Delta Connected | HT | Star Connected | Dyn11 | Copper | ONAN | ℅ H. V. variation of +2.5℅ to -5℅ in equal steps of 2.5℅ Off circuit tap changer | 22000/433 | CRGO | 7 | 22000 | 433 | 630KVA,22000/433V,OCTC,CU,LT,OD-OCTC | 50 | 3 | octc | D1
7 | 324 | 411 | M/s. Vaibhavi Electrical Corporation | Mr. Abhijeet Raje |  | 9823230236 | Flat No. 2, Bld. No. 15, Guruprasad Hsg. Soc., Purnanagar, Chinchwad, Pune 411019 | 2025-11-03 | 630 | 2 | Delta Connected | LT | Star Connected | Dyn11 | Copper | ONAN | ℅ H. V. variation of +2.5℅ to -5℅ in equal steps of 2.5℅ Off circuit tap changer | 22000/433 | CRGO | 7 | 22000 | 433 | 630KVA,22000/433V,OCTC,CU,LT,OD-OCTC | 50 | 3 | octc | D1
7 | 337 | 425 | M/s. H D Machino Fab Private Limited | Mr. Rohan Sonawane |  | 8421777445 | 2/A, Sr. No. 115, Palghar Palsai, Palgha Wada, Kudus, Tal. Wada, Dist. Palghar 421312 | 2025-11-07 | 630 | 1 | Delta Connected | LT | Star Connected | Dyn11 | Copper | ONAN | ℅ H. V. variation of +2.5℅ to -5℅ in equal steps of 2.5℅ Off circuit tap changer | 22000/433 | CRGO | 7 | 22000 | 433 | 630KVA,22000/433V,OCTC,CU,LT,OD-OCTC | 50 | 3 | octc | D1
9 | 9 | 11 | M/s. Omicron Commerz | Mr. Sandesh Raut | purchase@omicronengineers.com | 9823881153 | Pune | 2024-08-23 | 1000 | 2 | Delta Connected | HT | Star Connected | Dyn11 | copper | ONAN | ℅ H. V. variation of +5℅ to -10℅ in equal steps of 2.5℅ Off circuit tap changer | 22000/433 | CRGO | 9 | 22000 | 433 |  |  |  | octc | D1
10 | 6 | 8 | M/s. Shivner Electricals & Contractors | Mr. Bangar | gawaderohit50@gmail.com | 2345679925 | Pune | 2024-08-23 | 100 | 1 | Delta Connected | LT | Star Connected | Dyn11 | aluminium | ONAN |  | 11000/433 | CRGO | 10 | 11000 | 433 |  |  | 3Phase | nottaping | D1
10 | 10 | 12 | M/s. PVN Electromech Corporation | Mr. Vishwas Nikat | vishwasnikat.35@gmail.com | 5238812604 | Pune | 2024-08-23 | 2000 | 1 | Delta Connected | HT | Star Connected | Dyn11 | Copper | ONAN | ℅ H. V. variation of +5℅ to -15℅ in equal steps of 1.25℅ On load tap changer | 22000/433 | CRGO | 10 | 22000 | 433 |  | 50 | 3Phase | oltc | D1
10 | 55 | 80 | M/s. A S Electric Corporation | Ms. Sushama |  | 9541545654 | Belapur, Navi Mumbai | 2025-02-11 | 100 | 1 | Delta Connected | LT | Star Connected | Dyn11 | Aluminium | ONAN |  | 11000/433 | CRGO | 10 | 11000 | 433 | 100KVA,11000/433V,NT,AL,LT,OD-NT | 50 | 3Phase | nottaping | D1
10 | 176 | 225 | M/s. Navnirmitee Electricals | Mr. Abhijeet Raje |  | 9823230236 | Shop No. 4, Sundar Moti, Pavnanagar, Near Chaphekar Chowk, Chinchwad, Pune 411033 | 2025-07-22 | 100 | 1 | Delta Connected | LT | Star Connected | Dyn11 | Aluminium | ONAN |  | 11000/433 | CRGO | 10 | 11000 | 433 |  | 50 | 3 | nottaping | D1
10 | 217 | 273 | M/s. Evolog Private Limited | Mr. Krantikumar Desai |  | 8983709899 | P-29, Jeevan Bima Nagar, Bengaluru, Bengaluru Urban, Karnataka, 560075 | 2025-08-08 | 100 | 1 | Delta Connected | LT | Star Connected | Dyn11 | Aluminium | ONAN |  | 11000/433 | CRGO | 10 | 11000 | 433 | 100KVA,11000/433V,NT,AL,LT,OD-NT | 50 | 3 | nottaping | D1
10 | 218 | 274 | M/s. Evolog Private Limited | Mr. Krantikumar Desai |  | 8983709899 | P-29, Jeevan Bima Nagar, Bengaluru, Bengaluru Urban, Karnataka, 560075 | 2025-08-08 | 100 | 1 | Delta Connected | LT | Star Connected | Dyn11 | Aluminium | ONAN |  | 11000/433 | CRGO | 10 | 11000 | 433 | 100KVA,11000/433V,NT,AL,LT,OD-NT | 50 | 3 | nottaping | D1
10 | 259 | 331 | M/s. Jadhav Electrical | Mr. Rohan Sonawane |  | 8421777445 | Ankute, Post. Dhamode, Tal. Yeola, Dist. Nashik | 2025-09-10 | 100 | 1 | Delta Connected | LT | Star Connected | Dyn11 | Aluminium | ONAN |  | 11000/433 | CRGO | 10 | 11000 | 433 | 100KVA,11000/433V,NT,AL,LT,OD-NT | 50 | 3 | nottaping | D1
10 | 287 | 368 | M/s. Ganjale Power Lines | Mr. Krantikumar Desai |  | 8983709899 | Gat No. 7/4/A, Pune Nashik Road, Sultanpur Road, Manchar, Tal. Manchar, Dist. Pune 410503 | 2025-10-09 | 100 | 1 | Delta Connected | LT | Star Connected | Dyn11 | Aluminium | ONAN |  | 11000/433 | CRGO | 10 | 11000 | 433 | 100KVA,11000/433V,NT,AL,LT,OD-NT | 50 | 3 | nottaping | D1
10 | 291 | 373 | M/s. Sairam Electricals | Mr. Rohan Sonawane |  | 8421777445 | 177, Gimhavane Dapoli, Dapoli Main Road, Dapoli, Ratnagiri 415712 | 2025-10-13 | 100 | 1 | Delta Connected | LT | Star Connected | Dyn11 | Aluminium | ONAN |  | 22000/433 | CRGO | 10 | 11000 | 433 | 100KVA,11000/433V,NT,AL,LT,OD-NT | 50 | 3 | nottaping | D1
10 | 295 | 378 | M/s. Shriram Enterprises | Mr. Rohan Sonawane |  | 8421777445 | Milkat No. 94, Ramwadi, Nandur, Pune Nashik Highway, Kalm, Tal. Ambegaon, Dist. Pune, 410515 | 2025-10-14 | 100 | 1 | Delta Connected | LT | Star Connected | Dyn11 | Aluminium | ONAN |  | 11000/433 | CRGO | 10 | 11000 | 433 | 100KVA,11000/433V,NT,AL,LT,OD-NT | 50 | 3 | nottaping | D1
10 | 296 | 379 | M/s. Shriram Enterprises | Mr. Rohan Sonawane |  | 8421777445 | Milkat No. 94, Ramwadi, Nandur, Pune Nashik Highway, Kalm, Tal. Ambegaon, Dist. Pune, 410515 | 2025-10-14 | 100 | 1 | Delta Connected | LT | Star Connected | Dyn11 | Aluminium | ONAN |  | 11000/433 | CRGO | 10 | 11000 | 433 | 100KVA,11000/433V,NT,AL,LT,OD-NT | 50 | 3 | nottaping | D1
11 | 5 | 7 | M/s. Shreenath Technology | Mr. Tamhare | staticelectricalspune@rediffmail.com | 1234567990 | Pune | 2024-08-23 | 25 | 1 | Delta Connected | LT | Star Connected | Dyn11 | aluminium | ONAN |  | 11000/433 | CRGO | 11 | 11000 | 433 |  |  | 3Phase | nottaping | D1
11 | 42 | 63 | M/s. Veda Engineering Pvt. Ltd | Mr. Hemant Bajaj Sir |  | 7774074039 | Pune | 2025-01-30 | 25 | 1 | Delta Connected | LT | Star Connected | Dyn11 | Aluminium | ONAN |  | 11000/433 | CRGO | 11 | 11000 | 433 | 25KVA,11000/433V,NT,AL,LT,OD-NT | 50 | 3Phase | nottaping | D1
11 | 137 | 176 | M/s. A Y Infratech | Mr. Kranti |  | 8983709899 | 575, Opp. Ashok Pump, N. H. 8, Burmashell, Vasai (E), Palghar 401208 | 2025-07-09 | 25 | 1 | Delta Connected | LT | Star Connected | Dyn11 | Aluminium | ONAN |  | 11000/433 | CRGO | 11 | 11000 | 433 | 25KVA,11000/433V,NT,AL,LT,OD-NT | 50 | 3 | nottaping | D1
11 | 164 | 213 | M/s. Phoenix Solar Power Solution LLP | Mr. Krantikumar Desai |  | 8983709899 | Plot No. 76-77, Mahalaxmi Heritage, CDC, Sector No.18, Behind RTO, Chikhali, Pune 411019 | 2025-07-19 | 25 | 1 | Delta Connected | LT | Star Connected | Dyn11 | Aluminium | ONAN |  | 11000/433 | CRGO | 11 | 11000 | 433 | 25KVA,11000/433V,NT,AL,LT,OD-NT | 50 | 3 | nottaping | D1
11 | 187 | 239 | M/s. HVG Electricals | Mr. Krantikumar Desai |  | 8983709899 | 34, Ajinkya Colony, Sadar Bazar, Satara 415001 | 2025-07-29 | 25 | 1 | Delta Connected | LT | Star Connected | Dyn11 | Aluminium | ONAN |  | 11000/433 | CRGO | 11 | 11000 | 433 | 25KVA,11000/433V,NT,AL,LT,OD-NT | 50 | 3 | nottaping | D1
11 | 226 | 289 | M/s. Ganjale Power Lines | Mr. Krantikumar Desai |  | 8983709899 | Gat No. 7/4/A, Pune Nashik Road, Sultanpur Road, Manchar, Tal. Manchar, Dist. Pune 410503 | 2025-08-14 | 25 | 1 | Delta Connected | LT | Star Connected | Dyn11 | Aluminium | ONAN |  | 11000/433 | CRGO | 11 | 11000 | 433 | 25KVA,11000/433V,NT,AL,LT,OD-NT | 50 | 3 | nottaping | D1
11 | 274 | 351 | M/s. A Y Infratech | Mr. Krantikumar Desai |  | 8983709899 | 575, Opp. Ashok Pump, N. H. 8, Burmashell, Vasai (E), Palghar 401208 | 2025-09-18 | 25 | 1 | Delta Connected | LT | Star Connected | Dyn11 | Aluminium | ONAN |  | 22000/433 | CRGO | 11 | 11000 | 433 |  | 50 | 3 | nottaping | D1
11 | 275 | 353 | M/s. A Y Infratech | Mr. Krantikumar Desai |  | 8983709899 | 575, Opp. Ashok Pump, N. H. 8, Burmashell, Vasai (E), Palghar 401208 | 2025-09-18 | 25 | 1 | Delta Connected | LT | Star Connected | Dyn11 | Aluminium | ONAN |  | 11000/433 | CRGO | 11 | 11000 | 433 | 25KVA,11000/433V,NT,AL,LT,OD-NT | 50 | 3 | nottaping | D1
11 | 306 | 392 | M/s. A Y Infratech | Mr. Kranti |  | 8983709899 | 575, Opp. Ashok Pump, N. H. 8, Burmashell, Vasai (E), Palghar 401208 | 2025-10-27 | 25 | 1 | Delta Connected | LT | Star Connected | Dyn11 | Aluminium | ONAN |  | 11000/433 | CRGO | 11 | 11000 | 433 | 25KVA,11000/433V,NT,AL,LT,OD-NT | 50 | 3 | nottaping | D1
11 | 317 | 403 | M/s. Elight Electricals | Mr. Abhijeet Raje |  | 9823230236 | Sr No. 97/1A/1A/31, B Wing Flat No. 201, Shree Tuljabhavani Co Op HSG Society, Ravet, Pune | 2025-10-31 | 25 | 1 | Delta Connected | LT | Star Connected | Dyn11 | Aluminium | ONAN |  | 11000/433 | CRGO | 11 | 11000 | 433 | 25KVA,11000/433V,NT,AL,LT,OD-NT | 50 | 3 | nottaping | D1
11 | 342 | 431 | M/s. A Y Infratech | Mr. Kranti |  | 8983709899 | 575, Opp. Ashok Pump, N. H. 8, Burmashell, Vasai (E), Palghar 401208 | 2025-11-08 | 25 | 1 | Delta Connected | LT | Star Connected | Dyn11 | Aluminium | ONAN |  | 11000/433 | CRGO | 11 | 11000 | 433 | 25KVA,11000/433V,NT,AL,LT,OD-NT | 50 | 3 | nottaping | D1
12 | 12 | 18 | Sachin Electrical | Sachin | Sachi@gamil.com | 7856201400 | Wada | 2024-09-18 | 25 | 1 | Delta Connected | LT | Star Connected | Dyn11 | Aluminium | ONAN |  | 22000/433 | CRGO | 12 | 22000 | 433 |  |  |  | nottaping | D1
12 | 13 | 19 | Mhatoba Electricals | Jambhulkar | mhatoba.Electrical@gmail.com | 8612413784 | Wada | 2024-09-18 | 25 | 1 | Delta Connected | LT | Star Connected | Dyn11 | Aluminium | ONAN |  | 22000/433 | CRGO | 12 | 22000 | 433 |  |  |  | nottaping | D1
12 | 46 | 69 | M/s. Megha Power System | Mr. Sanjay Nanaware |  | 9823025699 | Satara | 2025-02-04 | 25 | 1 | Delta Connected | LT | Star Connected | Dyn11 | Aluminium | ONAN |  | 22000/433 | CRGO | 12 | 22000 | 433 | 25KVA,22000/433V,NT,CU,LT,OD-1 | 50 | 3Phase | nottaping | D1
12 | 52 | 77 | M/s. Shivansh Enterprises | Mr. AB |  | 9854557751 | House no. 308, Dude Mala Road, Sadalgaon Branch Post Office, Sadalgaon, Pune 412211 | 2025-02-10 | 25 | 1 | Delta Connected | LT | Star Connected | Dyn11 | Aluminium | ONAN |  | 22000/433 | CRGO | 12 | 22000 | 433 | 25KVA,22000/433V,NT,CU,LT,OD-1 | 50 | 3Phase | nottaping | D1
12 | 81 | 108 | M/s. Bhairavnath Electricals | Mr Kranti |  | 1234568970 | Gat No. 837/2, A/P. Karde, Tal. Shirur, Dist. Pune | 2025-02-27 | 25 | 1 | Delta Connected | LT | Star Connected | Dyn11 | Aluminium | ONAN |  | 22000/433 | CRGO | 12 | 22000 | 433 | 25KVA,22000/433V,NT,CU,LT,OD-1 | 50 | 3Phase | nottaping | D1
12 | 117 | 152 | M/s. Sakhi Electricals & Applicaion | Mr. Pankaj |  | 9860084087 | Nagpur | 2025-04-03 | 25 | 1 | Delta Connected | LT | Star Connected | Dyn11 | Aluminium | ONAN |  | 22000/433 | CRGO | 12 | 22000 | 433 | 25KVA,22000/433V,NT,CU,LT,OD-1 | 50 | 3 | nottaping | D1
12 | 120 | 155 | M/s. Sakhi Electrical & Application | Mr. Pankaj Bhardwaj |  | 9087654399 | Nagpur | 2025-04-03 | 25 | 1 | Delta Connected | LT | Star Connected | Dyn11 | Aluminium | ONAN |  | 22000/433 | CRGO | 12 | 22000 | 433 | 25KVA,22000/433V,NT,CU,LT,OD-1 | 50 | 3 | nottaping | D1
12 | 145 | 190 | M/s. Kanif Electricals And Enterprises | Abhijeet Raje |  | 9823230236 | Sr. No. 313, Ground Floor, Kelagaon Alandi Road, Kelgaon, Pune 412105 | 2025-07-16 | 25 | 1 | Delta Connected | LT | Star Connected | Dyn11 | Aluminium | ONAN |  | 22000/433 | CRGO | 12 | 22000 | 433 | 25KVA,22000/433V,NT,CU,LT,OD-1 | 50 | 3 | nottaping | D1
12 | 155 | 201 | M/s. Patankar Electricals | Mr. Krantikumar Desai |  | 8983709899 | A/P. Nanvij, Tal. Daund, Dist. Pune 413801 | 2025-07-18 | 25 | 1 | Delta Connected | LT | Star Connected | Dyn11 | Aluminium | ONAN |  | 22000/433 | CRGO | 12 | 22000 | 433 | 25KVA,22000/433V,NT,CU,LT,OD-1 | 50 | 3 | nottaping | D1
12 | 156 | 202 | M/s. SBW Engineers And Contractors | Mr. Krantikumar Desai |  | 8983709899 | First, House No. 599/1, Nagargaon, Tal. Shirur, Dist. Pune 412211 | 2025-07-18 | 25 | 1 | Delta Connected | LT | Star Connected | Dyn11 | Aluminium | ONAN |  | 22000/433 | CRGO | 12 | 22000 | 433 | 25KVA,22000/433V,NT,CU,LT,OD-1 | 50 | 3 | nottaping | D1
12 | 158 | 206 | M/s. Shivansh Enterprises | Mr. Kranti |  | 8983709899 | First House No. 308, Dude Mala Road, Sadalgaon Branch Post Office, Gavthan, Sadalgaon Pune 412211 | 2025-07-18 | 25 | 1 | Delta Connected | LT | Star Connected | Dyn11 | Aluminium | ONAN |  | 22000/433 | CRGO | 12 | 22000 | 433 |  | 50 | 3 | nottaping | D1
12 | 171 | 220 | M/s. A Y Infratech | Mr. Krantikumar Desai |  | 8983709899 | 575, Opp. Ashok Pump, N. H. 8, Burmashell, Vasai (E), Palghar 401208 | 2025-07-21 | 25 | 1 | Delta Connected | LT | Star Connected | Dyn11 | Aluminium | ONAN |  | 22000/433 | CRGO | 12 | 22000 | 433 | 25KVA,22000/433V,NT,CU,LT,OD-1 | 50 | 3 | nottaping | D1
12 | 172 | 221 | M/s. A Y Infratech | Mr. Krantikumar Desai |  | 8983709899 | 575, Opp. Ashok Pump, N. H. 8, Burmashell, Vasai (E), Palghar 401208 | 2025-07-21 | 25 | 1 | Delta Connected | LT | Star Connected | Dyn11 | Aluminium | ONAN |  | 22000/433 | CRGO | 12 | 22000 | 433 | 25KVA,22000/433V,NT,CU,LT,OD-1 | 50 | 3 | nottaping | D1
12 | 181 | 233 | Mrs. Shant Shil Mani | Mr. Abhijeet Raje |  | 9823230236 | Gat No. 60, Village. Thorna, Tal. Maval, Dist. Pune | 2025-07-25 | 25 | 1 | Delta Connected | LT | Star Connected | Dyn11 | Aluminium | ONAN |  | 22000/433 | CRGO | 12 | 22000 | 433 | 25KVA,22000/433V,NT,CU,LT,OD-1 | 50 | 3 | nottaping | D1
12 | 191 | 245 | Mrs. Muneera Abdus Shakoor Chogle | Mr. Krantikumar Desai |  | 8983709899 | Hissa No. 458, Sarve, Village. Borlipanchatan, Tal. Shrivardhan, Dist. Raigad | 2025-08-01 | 25 | 1 | Delta Connected | LT | Star Connected | Dyn11 | Aluminium | ONAN |  | 22000/433 | CRGO | 12 | 22000 | 433 | 25KVA,22000/433V,NT,CU,LT,OD-1 | 50 | 3 | nottaping | D1
12 | 211 | 267 | M/s. D & D Group | Mr. Krantikumar Desai |  | 8983709899 | Sr. No. 177, Sahara Prestige, Saswad Road, Hadapsar, Pune | 2025-08-07 | 25 | 1 | Delta Connected | LT | Star Connected | Dyn11 | Aluminium | ONAN |  | 22000/433 | CRGO | 12 | 22000 | 433 | 25KVA,22000/433V,NT,CU,LT,OD-1 | 50 | 3 | nottaping | D1
12 | 238 | 307 | M/s. Shri Uday Enterprises | Mr. Kranti Desai |  | 8983709899 | At. Jivneshwar Kond, Tal, Shriwardhan, Dist. Raigad | 2025-08-25 | 25 | 1 | Delta Connected | LT | Star Connected | Dyn11 | Aluminium | ONAN |  | 22000/433 | CRGO | 12 | 22000 | 433 | 25KVA,22000/433V,NT,CU,LT,OD-1 | 50 | 3 | nottaping | D1
12 | 244 | 314 | M/s. Empower Electricals | Mr. Abhijeet Raje |  | 9823230236 | House No. 4650, Vardhaman Nagar, Ichalkaranji Road, Rukadi, Kolhapur, 416118 | 2025-08-28 | 25 | 1 | Delta Connected | LT | Star Connected | Dyn11 | Aluminium | ONAN |  | 22000/433 | CRGO | 12 | 22000 | 433 | 25KVA,22000/433V,NT,CU,LT,OD-1 | 50 | 3 | nottaping | D1
12 | 261 | 335 | M/s. Shivansh Enterprises | Mr. Krantikumar Desai |  | 8983709899 | House No. 308, Dude Mala Road, Sadalgaon Branch Post Office, Gavthan, Sadalgaon, Pune 412211 | 2025-09-11 | 25 | 1 | Delta Connected | LT | Star Connected | Dyn11 | Aluminium | ONAN |  | 22000/433 | CRGO | 12 | 22000 | 433 | 25KVA,22000/433V,NT,CU,LT,OD-1 | 50 | 3 | nottaping | D1
12 | 308 | 394 | M/s. Shravan Electrical | Mr. Krantikumar Desai |  | 8983709899 | Room No. 305, 3rd Floor, At. Kesari Aangan Society, Kakartale, Near Butala Hall, Tal. Mahad, Dist. Raigad 402301 | 2025-10-28 | 25 | 1 | Delta Connected | LT | Star Connected | Dyn11 | Aluminium | ONAN |  | 22000/433 | CRGO | 12 | 22000 | 433 | 25KVA,22000/433V,NT,CU,LT,OD-1 | 50 | 3 | nottaping | D1
12 | 310 | 396 | M/s. Shravan Electrical | Mr. Krantikumar Desai |  | 8983709899 | Room No. 305, 3rd Floor, At. Kesari Aangan Society, Kakartale, Near Butala Hall, Tal. Mahad, Dist. Raigad 402301 | 2025-10-29 | 25 | 1 | Delta Connected | LT | Star Connected | Dyn11 | Aluminium | ONAN |  | 22000/433 | CRGO | 12 | 22000 | 433 | 25KVA,22000/433V,NT,CU,LT,OD-1 | 50 | 3 | nottaping | D1
13 | 15 | 22 | Elight Electricals | Bhosale | Vikybhosale@gmail.com | 8421777445 | Pune | 2024-12-06 | 630 | 2 | Delta Connected | HT | Star Connected | Dyn11 | Copper | ONAN | ℅ H. V. variation of +5℅ to -15℅ in equal steps of 1.25℅ On load tap changer | 22000/433 | CRGO | 13 | 22000 | 433 |  |  | 3Phase | oltc | D1
13 | 222 | 284 | M/s. Sakshi Proto India Private Limited | Mr. Abhijeet Raje |  | 9823230236 | Gat No. 3 & 9, Karanjvihire, Tal. Khed, Dist. Pune 410501 | 2025-08-13 | 630 | 2 | Delta Connected | HT | Star Connected | Dyn11 | Copper | ONAN | ℅ H. V. variation of +5℅ to -15℅ in equal steps of 1.25℅ On load tap changer | 22000/433 | CRGO | 13 | 22000 | 433 |  | 50 | 3 | oltc | D1
13 | 298 | 381 | M/s. Krushnpingaksh Electricals | Mr. Abhijeet Raje |  | 9823230236 | Hissa No. 930, Near ZP School, Totre Niwas, Kurwandi Road, Sahane Wasti, Kurwandi, Pune 410512 | 2025-10-14 | 630 | 2 | Delta Connected | LT | Star Connected | Dyn11 | Copper | ONAN | ℅ H. V. variation of +5℅ to -15℅ in equal steps of 1.25℅ On load tap changer | 22000/433 | CRGO | 13 | 22000 | 433 | 630KVA,22000/433V,OLTC,CU,HT,ID | 50 | 3 | oltc | D1
14 | 33 | 52 | Aditya Enterprises & Electricals | Mr. shrikant Gondkar | Shrikant@gmail.com | 8421777544 | Pune | 2025-01-21 | 500 | 3 | Delta Connected | HT | Star Connected | Dyn11 | Copper | ONAN | ℅ H. V. variation of +2.5℅ to -5℅ in equal steps of 2.5℅ Off circuit tap changer | 22000/433 | CRGO | 14 | 22000 | 433 |  |  | 3Phase | octc | D1
14 | 66 | 92 | M/s. Shri Bhairavnath Vidyut Kam Audogik Sahakari Sanstha Maryadit | Mr. Abhijeet |  | 9823230236 | A/P. Pabal, Tal. Shirur, Dist. Pune | 2025-02-20 | 500 | 2 | Delta Connected | HT | Star Connected | Dyn11 | Copper | ONAN | ℅ H. V. variation of +2.5℅ to -5℅ in equal steps of 2.5℅ Off circuit tap changer | 22000/433 | CRGO | 14 | 22000 | 433 | 500KVA,22000/433V,OCTC,CU,HT,OD/ID- | 50 | 3Phase | octc | D1
14 | 131 | 169 | UVS Enterprises | Mr. Manish Jadhav |  | 8421777445 | Pune | 2025-07-05 | 500 | 2 | Delta Connected | HT | Star Connected | Dyn11 | Copper | ONAN | ℅ H. V. variation of +2.5℅ to -5℅ in equal steps of 2.5℅ Off circuit tap changer | 22000/433 | CRGO | 14 | 22000 | 433 | 500KVA,22000/433V,OCTC,CU,HT,OD/ID- | 50 | 3 | octc | D1
14 | 138 | 177 | M/s. Laxmi Electricals & Engineer | Mr. Manoj Muley |  | 9860671113 | Pune | 2025-07-10 | 500 | 3 | Delta Connected | HT | Star Connected | Dyn11 | Copper | ONAN | ℅ H. V. variation of +2.5℅ to -5℅ in equal steps of 2.5℅ Off circuit tap changer | 22000/433 | CRGO | 14 | 22000 | 433 | 500KVA,22000/433V,OCTC,CU,HT,OD/ID- | 50 | 3 | octc | D1
14 | 195 | 251 | M/s. Ved Power Systems | Mr. Abhijeet Raje |  | 9823230236 | Sr. No. 72, New Sangvi, Near Sai Chowk, Pune | 2025-08-02 | 500 | 2 | Delta Connected | HT | Star Connected | Dyn11 | Copper | ONAN | ℅ H. V. variation of +2.5℅ to -5℅ in equal steps of 2.5℅ Off circuit tap changer | 22000/433 | CRGO | 14 | 22000 | 433 |  | 50 | 3 | octc | D1
14 | 224 | 287 | M/s. Kokde Electrical | Mr. Abhijeet Raje |  | 9823230236 | 377, Kokadewadi, Nhavara, Pune 412211 | 2025-08-14 | 500 | 2 | Delta Connected | HT | Star Connected | Dyn11 | Copper | ONAN | ℅ H. V. variation of +2.5℅ to -5℅ in equal steps of 2.5℅ Off circuit tap changer | 22000/433 | CRGO | 14 | 22000 | 433 | 500KVA,22000/433V,OCTC,CU,HT,OD/ID- | 50 | 3 | octc | D1
14 | 232 | 301 | M/s. Siddhivinayak Enclosures Pvt. Ltd. | Mr. Abhijeet Raje |  | 9823230236 | Ground Floor, Gat No. 219, Shed No. 2, Santosh Nagar, Waki Bk, Dehu, Tal. Khed, Dist. Pune 410501 | 2025-08-18 | 500 | 2 | Delta Connected | HT | Star Connected | Dyn11 | Copper | ONAN | ℅ H. V. variation of +2.5℅ to -5℅ in equal steps of 2.5℅ Off circuit tap changer | 22000/433 | CRGO | 14 | 22000 | 433 |  | 50 | 3 | octc | D1
14 | 313 | 399 | M/s. Laxmi Enterprises | Mr. Kranti |  | 8983709899 | Plot No. 27, Shop No. 02, Hills Square, Talegaon. Chakan Road, Talegaon Dabhade, Tal. Maval, Dist. Pune | 2025-10-30 | 500 | 2 | Delta Connected | HT | Star Connected | Dyn11 | Copper | ONAN | ℅ H. V. variation of +2.5℅ to -5℅ in equal steps of 2.5℅ Off circuit tap changer | 22000/433 | CRGO | 14 | 22000 | 433 |  | 50 | 3 | octc | D1
15 | 8 | 10 | M/s. Varad Developers | Mr. Imran Bagwan | varaddevelopers40@yahoo.in | 7878525263 | Kolhapur | 2024-08-23 | 315 | 1 | Delta Connected | LT | Star Connected | Dyn11 | copper | ONAN | ℅ H. V. variation of +5℅ to -10℅ in equal steps of 2.5℅ Off circuit tap changer | 11000/433 | CRGO | 15 | 11000 | 433 |  |  | 3Phase | octc | D1
15 | 16 | 25 | M/s. Electro Line | Mr. Rajeev Jatkar | rajeevjatkar@gmail.com | 1234567890 | Pune | 2024-12-12 | 315 | 3 | Delta Connected | LT | Star Connected | Dyn11 | Copper | ONAN | ℅ H. V. variation of +2.5℅ to -5℅ in equal steps of 2.5℅ Off circuit tap changer | 11000/433 | CRGO | 15 | 11000 | 433 |  |  | 3Phase | octc | D1
15 | 57 | 82 | M/s. S R Enterprises | Mr. Nimani |  | 9785156625 | Pune | 2025-02-12 | 315 | 2 | Delta Connected | LT | Star Connected | Dyn11 | Copper | ONAN | ℅ H. V. variation of +2.5℅ to -5℅ in equal steps of 2.5℅ Off circuit tap changer | 11000/433 | CRGO | 15 | 11000 | 433 | 315KVA,11000/433V,OCTC,CU,LT,OD-OCTC | 50 | 3Phase | octc | D1
15 | 118 | 153 | M/s. SK Vision Electricals | Mr. Shubham Kanase |  | 8588122521 | Pune | 2025-04-03 | 315 | 1 | Delta Connected | LT | Star Connected | Dyn11 | Copper | ONAN | ℅ H. V. variation of +2.5℅ to -5℅ in equal steps of 2.5℅ Off circuit tap changer | 11000/433 | CRGO | 15 | 11000 | 433 | 315KVA,11000/433V,OCTC,CU,LT,OD-OCTC | 50 | 3 | octc | D1
15 | 124 | 159 | M/s. Vedant Enterprises | Mr. Sanjay Takle |  | 8970654432 | Pune | 2025-04-05 | 315 | 3 | Delta Connected | LT | Star Connected | Dyn11 | Copper | ONAN | ℅ H. V. variation of +2.5℅ to -5℅ in equal steps of 2.5℅ Off circuit tap changer | 11000/433 | CRGO | 15 | 11000 | 433 | 315KVA,11000/433V,OCTC,CU,LT,OD-OCTC | 50 | 3 | octc | D1
15 | 223 | 286 | M/s. Maxine Electrical Engineering Pvt. Ltd. | Mr. Sunil Sir |  | 8421777445 | Shop No. 8, Sr. No. 55, Plot No. 78, "Poorva Arcade", Gokul Nagar, Dhanori Road, Pune 411015 | 2025-08-13 | 315 | 2 | Delta Connected | LT | Star Connected | Dyn11 | Copper | ONAN | ℅ H. V. variation of +2.5℅ to -5℅ in equal steps of 2.5℅ Off circuit tap changer | 11000/433 | CRGO | 15 | 11000 | 433 | 315KVA,11000/433V,OCTC,CU,LT,OD-OCTC | 50 | 3 | octc | D1
15 | 325 | 412 | M/s. Gurudatta Electricals & Electronics | Mr. Abhijeet Raje | gurudatta_gaikwad@yahoo.co.in | 9823230236 | A/P. Nira, Tal. Purandar, Dist. Pune 412102 | 2025-11-03 | 315 | 2 | Delta Connected | LT | Star Connected | Dyn11 | Copper | ONAN | ℅ H. V. variation of +2.5℅ to -5℅ in equal steps of 2.5℅ Off circuit tap changer | 11000/433 | CRGO | 15 | 11000 | 433 | 315KVA,11000/433V,OCTC,CU,LT,OD-OCTC | 50 | 3 | octc | D1
16 | 83 | 111 | M/s. Prathamesh Electricals | Mr. Saurabh Kalbhir |  | 8484854467 | 1950, Kadam Wakwasti, Tal. Haveli, Dist. Pune 412201 | 2025-03-03 | 630 | 2 | Delta Connected | LT | Star Connected | Dyn11 | Copper | ONAN | ℅ H. V. variation of +2.5℅ to -5℅ in equal steps of 2.5℅ Off circuit tap changer | 11000/433 | CRGO | 16 | 11000 | 433 | 630KVA,11000/433V,OCTC,CU,LT,ID- | 50 | 3Phase | octc | D1
16 | 89 | 117 | M/s. Orbiz Estate | Mr. Siddesh Kankariya |  | 9689848130 | Flat No. 5, 3rd Floor, 1128, Ashtavinayak Apt., Shukrawar Peth, Tilak Road, Pune 411002 | 2025-03-08 | 630 | 2 | Delta Connected | LT | Star Connected | Dyn11 | Copper | ONAN | ℅ H. V. variation of +2.5℅ to -5℅ in equal steps of 2.5℅ Off circuit tap changer | 11000/433 | CRGO | 16 | 11000 | 433 |  | 50 | 3Phase | octc | D1
16 | 116 | 151 | M/s. Malpani Properties | Mr. Kumar jagade |  | 8983709899 | Pune | 2025-04-03 | 630 | 2 | Delta Connected | LT | Star Connected | Dyn11 | Copper | ONAN | ℅ H. V. variation of +2.5℅ to -5℅ in equal steps of 2.5℅ Off circuit tap changer | 11000/433 | CRGO | 16 | 11000 | 433 | 630KVA,11000/433V,OCTC,CU,LT,ID- | 50 | 3 | octc | D1
16 | 132 | 170 | M/s. Anushka Electricals | Mr. Rohan |  | 8421777445 | Gat No. 172, Plot No. 8, Karvir Housing Society, Behind Huma Bekri, Rupinagar, Talwade, Pune 412114 | 2025-07-08 | 630 | 1 | Delta Connected | LT | Star Connected | Dyn11 | Copper | ONAN | ℅ H. V. variation of +2.5℅ to -5℅ in equal steps of 2.5℅ Off circuit tap changer | 11000/433 | CRGO | 16 | 11000 | 433 | 630KVA,11000/433V,OCTC,CU,LT,ID- | 50 | 3 | octc | D1
16 | 178 | 229 | M/s. Tukai Electricals | Mr. Abhijeet Raje |  | 9823230236 | Sr. No. 2/5, Kothawale Complex, Sai Nagar, Hingne Khurd, Pune - 411051 | 2025-07-23 | 630 | 2 | Delta Connected | LT | Star Connected | Dyn11 | Copper | ONAN | ℅ H. V. variation of +2.5℅ to -5℅ in equal steps of 2.5℅ Off circuit tap changer | 11000/433 | CRGO | 16 | 11000 | 433 |  | 50 | 3 | octc | D1
16 | 215 | 271 | M/s. Shinde Energy Forge | Mr. Krantikumar Desai |  | 8983709899 | Milkat No. 1331, Near Zilla Parishad Primary School Rajewadi, Pasarani, Satara 412803 | 2025-08-07 | 630 | 2 | Delta Connected | HT | Star Connected | Dyn11 | Copper | ONAN | ℅ H. V. variation of +2.5℅ to -5℅ in equal steps of 2.5℅ Off circuit tap changer | 11000/433 | CRGO | 16 | 11000 | 433 | 630KVA,11000/433V,OCTC,CU,LT,ID- | 50 | 3 | octc | D1
16 | 265 | 340 | M/s. Prashant Electrical | Mr. Krantikumar Desai |  | 8983709899 | Sr. No. 224, Satyanarayan Housing Society, Dighi Road, Bhosari, Pune 411039 | 2025-09-12 | 630 | 2 | Delta Connected | LT | Star Connected | Dyn11 | Copper | ONAN | ℅ H. V. variation of +2.5℅ to -5℅ in equal steps of 2.5℅ Off circuit tap changer | 11000/433 | CRGO | 16 | 11000 | 433 | 630KVA,11000/433V,OCTC,CU,LT,ID- | 50 | 3 | octc | D1
16 | 286 | 367 | M/S. Shri Sadgurukrupa Vidyut Udyog | Mr. Abhijeet |  | 9823230236 | 03, Pangoli Lavhalwad, Near Bhairavnath Temple, Kavialyadham, Lonavala, Pune 410403 | 2025-10-07 | 630 | 2 | Delta Connected | LT | Star Connected | Dyn11 | Copper | ONAN | ℅ H. V. variation of +2.5℅ to -5℅ in equal steps of 2.5℅ Off circuit tap changer | 11000/433 | CRGO | 16 | 11000 | 433 |  | 50 | 3 | octc | D1
|  |  | COUNT | 345
|  |  |  | 345 | 40 | 385